{"text_format":"1","workbook":"xlsx","n_sheets":4,"sheets":["SUMMARY","CENA","KORISNICI","vendors list"],"not_rendered":{"charts":0,"images":0,"macros":1,"external_links":0,"defined_names":7,"comments":0,"pivot_tables":0},"unopened":[],"bounds":{"document_bytes":16777216,"sheet_cells":100000,"rows_first":2000,"rows_last":500,"rows_between":2000,"halvings":0,"cell_chars":16384,"cell_head_chars":4096},"cells_cut":0,"cells_raw":0,"read":"whole","date_system":"1900"}

{"sheet":"SUMMARY","index":0,"n_rows":18,"n_cols":3,"rows_kept":18,"cut":false,"hidden":false,"merged":[[12,2,12,5],[10,2,10,5],[15,2,15,5],[17,2,17,5],[18,2,18,5],[13,2,13,5],[11,2,11,5],[16,2,16,5]]}
[]
[]
[null,null,"SUMMARY / REKAPITULACIJA"]
[]
[]
[null,null,"SUM PRICE without VAT /\n UKUPNA CENA bez PDVa\n"]
[null,"UKUPNO/\nTOTAL",{"$f":"CENA!I258","v":0}]
[]
[]
[]
[null,"Napomena I:","štampati samo sheetove (SUMMARY, CENA)"]
[null,"Napomena II:","Na zahtev Naručioca, najkasnije 10 dana nakon zaključenja ugovora, Dobavljač je dužan da dostavi kompletno popunjenu Vendors listu u skladu sa zahtevima datim u delu C tenderskog dosijea, dokument: PROJEKTNI ZADATAK ZA GRAĐEVINSKI MATERIJAL."]
[null,null,"unositi cene samo u zeleno obeležen sheet u zelena polja (CENA) samo za pozicije za koje je zbir količina po materijalima različit od 0 (odnosno samo za pozicije za koje postoji količina)\nod G5 - G266 (jedinične cene)"]
[null,null,"popuniti zelena polja u VendorsList"]
[]
[null,"Remark I:","print only green sheet (SUMMARY, CENA)"]
[null,"Remark II:","At the request of the Contracting Authority, at the latest 10 days after the conclusion of the contract, the Supplier is obliged to submit the fully completed Vendors list in accordance with the requirements given in part C of the tender dossier, document: TERMS OF REFERNCES FOR THE CONSTRUCTION MATERIAL."]
[null,null,"The prices entered only in the green marked sheet in green cells (CENA) only for items for which the sum of the quantity of materials is different than 0 (only for items that have quantity)\nG5 - G266 (unit price)"]

{"sheet":"CENA","index":1,"n_rows":258,"n_cols":9,"rows_kept":258,"cut":false,"hidden":false,"merged":[]}
[]
["KOD/\nCODE",null,null,"Opis građevinskog materijala ","Description of building materials","Jed.\nprod./\nUNIT","Jedinična\nprod.cena/\nUNIT PRICE ","Zbir Količina po materijalima/\nSUM QTY","ZBIR UKUPNO PO MATERIJALIMA/\nSUM PRICE"]
[]
[1,"A",null,"OSNOVNI GRAĐEVINSKI MATERIJAL","BASIC BUILDING MATERIALS"]
["1.1","O",1,"Cement  za betone do MB 30","Cement for concrete up to 30 MB","kg",null,{"$f":"KORISNICI!H14","v":59150},{"$f":"G5*H5","v":0}]
["1.2","O",2,"Hidratisani gašeni kreč pripremljen u prahu","Hydrated slaked lime powdered","kg",null,{"$f":"KORISNICI!H15","v":0},{"$f":"G6*H6","v":0}]
["1.3","O",3,"Rebrasto betonsko gvožđe (RA) ","Ribbed reinforcement steel","/",null,"/","/"]
["1.3.1",null,"A","10 mm   - dužine 12m","10 mm   - length 12m ","kg",null,{"$f":"KORISNICI!H17","v":696.59999999999991},{"$f":"G8*H8","v":0}]
["1.3.2",null,"B","12 mm   - dužine 12m","12 mm   - length 12m","kg",null,{"$f":"KORISNICI!H18","v":768.66000000000008},0]
["1.3.3",null,"C","14 mm   - dužine 12m","14 mm   - length 12m","kg",null,{"$f":"KORISNICI!H19","v":182.04},0]
["1.3.4",null,"D","16 mm   - dužine 12m","16 mm   - length 12m","kg",null,{"$f":"KORISNICI!H20","v":0},0]
["1.4","O",4,"Glatko betonsko gvožđe (GA) ","Glibly reinforcement steel","/",null,"/","/"]
["1.4.1",null,"B","  8 mm   - dužine 12m","  8 mm   - length 12m","kg",null,{"$f":"KORISNICI!H22","v":810.54000000000008},{"$f":"G13*H13","v":0}]
["1.4.2",null,"C","10 mm  - dužine 12m","10 mm  - length 12m","kg",null,{"$f":"KORISNICI!H23","v":0},0]
["1.5","O",5,"Armaturna betonska mreža \ndim. (dxš) 6000 x 2150 = 12,9 m2/kom","Reinforcement mesh\ndim. (lxw) 6000 x 2150 = 12,9 m2/pcs","/",null,"/","/"]
["1.5.1",null,"A","Q84    /4x4/150x150/ ","Q84    /4x4/150x150/ ","kg",null,{"$f":"KORISNICI!H25","v":0},{"$f":"G16*H16","v":0}]
["1.5.2",null,"B","Q131  /5x5/150x150/ ","Q131  /5x5/150x150/ ","kg",null,{"$f":"KORISNICI!H26","v":0},0]
["1.5.3",null,"C","Q188  /6x6/150x150/ ","Q188  /6x6/150x150/ ","kg",null,{"$f":"KORISNICI!H27","v":2446.52},0]
["1.5.4",null,"D","Q283  /6x6/100x100/","Q283  /6x6/100x100/","kg",null,{"$f":"KORISNICI!H28","v":0},0]
["1.5.5",null,"E","Q335  /8x8/150x150/","Q335  /8x8/150x150/","kg",null,{"$f":"KORISNICI!H29","v":0},0]
[]
[2,"Z",null,"MATERIJAL ZA ZIDANJE, MALTERISANJE, GLETOVANJE I FARBANJE","MASONRY, PLASTERING FAIRING AND PAINTING MATERIAL"]
["2.1","Z",1,"Giter blok (d/š/v) 250x190x190 mm","Gitter block (l/w/h) 250x190x190 mm","kom/pcs",null,{"$f":"KORISNICI!H32","v":10000},{"$f":"G23*H23","v":0}]
["2.2","Z",2,"Giter polublok (12cm) (d/š/v) 250x120x190mm","Gitter half block (12cm) (l/w/h) 250x120x190mm","kom/pcs",null,{"$f":"KORISNICI!H33","v":1155},0]
["2.3","Z",3,"Opeka puna (d/š/v) 250x120x65 mm","Brick (full-without holes) (l/w/h) 250x120x65 mm","kom/pcs",null,{"$f":"KORISNICI!H34","v":9216},0]
["2.4","Z",4,"Blok od porobetona za pregradni zid\n(d/š/v) 625x200x200 mm","Aerated concrete block for partition wall\n(l/w/h) 625x200x200 mm","kom/pcs",null,{"$f":"KORISNICI!H35","v":0},0]
["2.5","Z",5,"Fert nosači (gredice)\nDužina nosača je jednaka dužini binora = \nširina otvora između zidova + 30 cm.\nBroj gredica = dužina prostorije x 0,40","Fert beams\nBoom length is equal to the length of Binor =\nwidth of the openings between the walls + 30 cm.\nNumber of beams = length of room x 0.40","/",null,"/","/"]
["2.5.1",null,"A","0,00-3,90 m ","0,00-3,90 m ","m1",null,{"$f":"KORISNICI!H37","v":276.89999999999998},{"$f":"G28*H28","v":0}]
["2.5.2",null,"B","3,91-4,50 m ","3,91-4,50 m ","m1",null,{"$f":"KORISNICI!H38","v":225},0]
["2.5.3",null,"C","4,51-4,90 m ","4,51-4,90 m ","m1",null,{"$f":"KORISNICI!H39","v":0},0]
["2.5.4",null,"D","4,91-5,30 m ","4,91-5,30 m ","m1",null,{"$f":"KORISNICI!H40","v":0},0]
["2.5.5",null,"E","5,31-5,90 m ","5,31-5,90 m ","m1",null,{"$f":"KORISNICI!H41","v":0},0]
["2.5.6",null,"F","5,91-6,30 m ","5,91-6,30 m ","m1",null,{"$f":"KORISNICI!H42","v":0},0]
["2.6","Z",6,"Fert ispuna (d/š/v) 245x285/275x160 mm ","Fert fillings (l/w/h) 245x285/275x160 mm ","kom/pcs",null,{"$f":"KORISNICI!H43","v":1532},0]
["2.7","Z",7,"Malter za zidanje \nPripremljeno krečno - cementno vezivo","Mortar for masonry\nPrepared lime - cement binder","kg",null,{"$f":"KORISNICI!H44","v":11400},0]
["2.8","Z",8,"Malter za malterisanje \nPripremljeno krečno - cementno vezivo","Mortar for plastering\nPrepared lime - cement binder","kg",null,{"$f":"KORISNICI!H45","v":41840},0]
["2.9","Z",9,"Krečna glet masa\nBezcementna krečna masa za gletovanje","Lime smoothing mass\nNo cement lime compound for smoothing","kg",null,{"$f":"KORISNICI!H46","v":7250},0]
["2.10","Z",10,"Poludisperzivna boja \nPoludisperziona boja  razrediva vodom","Semi dispersion paint","kg",null,{"$f":"KORISNICI!H47","v":1995},0]
[]
["3","K",null,"MATERIJAL ZA KROVNU KONSTRUKCIJU, KROVNI POKRIVAČ, OSB I GIPS KARONSKE TABLE","ROOF CONSTRUCTION AND ROOFING MATERIAL, OSB AND PLASTERBOARD TABLE"]
["3.1","K",1,"Presovani glineni crep I klase\ndimenzija: 400-450x245-275 mm","Pressed clay tiles class 1\ndim: 400-450x245-275 mm","kom/pcs",null,{"$f":"KORISNICI!H50","v":88960},{"$f":"G41*H41","v":0}]
["3.2","K",3,"Biber crep I klase dimenzija: 180x380 mm","Biber clay tiles class 1 dim: 180x380 mm","kom/pcs",null,{"$f":"KORISNICI!H51","v":5760},0]
["3.3","K",2,"Slemeni crep I klase (žljebnjak)","Ridge clay tiles class 1","kom/pcs",null,{"$f":"KORISNICI!H52","v":1512},0]
["3.4","K",4,"Paropropusna i vodonepropusna krovna  folija kontrola vodene pare iznad termoizolacije","Vapour permeable and waterproof roof sheeting control of water vapor above the insulation","m2",null,{"$f":"KORISNICI!H53","v":6675},0]
["3.5","K",5,"Staklena mineralna vuna \ntermoizolacija potkrovlja između rogova","Glass Mineral Wool \nloft insulation between the rafters","/",null,"/","/"]
["3.5.1",null,"A","debljina d=10 cm  ","thickness d=10 cm  ","m2",null,{"$f":"KORISNICI!H55","v":945},{"$f":"G46*H46","v":0}]
["3.5.2",null,"B","debljina d=12 cm  ","thickness d=12 cm  ","m2",null,{"$f":"KORISNICI!H56","v":483.6},0]
["3.5.3",null,"C","debljina d=14 cm  ","thickness d=14 cm  ","m2",null,{"$f":"KORISNICI!H57","v":0},0]
["3.6","K",6,"Parna brana\nkontrola vodene pare ispod termoizolacije","Vapor barrier \ncontrol of water vapor below the insulation","m2",null,{"$f":"KORISNICI!H58","v":1500},0]
["3.7","K",7,"Čamova rezana građa različitog preseka\ndužine 400 cm","Fir lumber of different cross-section\nlength 400 cm","/",null,"/","/"]
["3.7.1",null,"A","Rog/Venčanica/Raspinjača           10/12 cm","rafters / wall plate / ridge collar 10/12 cm","m3",null,{"$f":"KORISNICI!H60","v":6.1440000000000001},{"$f":"G51*H51","v":0}]
["3.7.2",null,"B","Rog/Stub/Grebenjača/Slemenja.   12/14 cm","column / pile / hip rafter / ridge 12/14 cm","m3",null,{"$f":"KORISNICI!H61","v":10.385},0]
["3.7.3",null,"C","Stub/Grebenjača                         14/14 cm","column / hip rafter 14/14 cm","m3",null,{"$f":"KORISNICI!H62","v":0},0]
["3.7.4",null,"H","Tavanjače                                   18/26 cm","attic beams 18/26 cm","m3",null,{"$f":"KORISNICI!H63","v":0},0]
["3.8","K",8,"Čamova rezana građa različitog preseka\ndužine 600 cm","Fir lumber of different cross-section\nlength 600 cm","/",null,"/","/"]
["3.8.1",null,"A","Rog/Venčanica/Raspinjača          10/12 cm","rafters / wall plate / ridge collar 10/12 cm","m3",null,{"$f":"KORISNICI!H65","v":83.736000000000004},{"$f":"G56*H56","v":0}]
["3.8.2",null,"B","Rog/Stub/Grebenjača/Slemenja.   12/14 cm","column / pile / hip rafter / ridge 12/14 cm","m3",null,{"$f":"KORISNICI!H66","v":12.263999999999998},0]
["3.8.3",null,"C","Stub/Grebenjača                         14/14 cm","column / hip rafter 14/14 cm","m3",null,{"$f":"KORISNICI!H67","v":0},0]
["3.8.4",null,"D","Rožnjača                                    14/16 cm","Purlin 14/16 cm","m3",null,{"$f":"KORISNICI!H68","v":0},0]
["3.8.5",null,"E","Kosnik/Pajanta                           10/10 cm","Strut 10/10 cm","m3",null,{"$f":"KORISNICI!H69","v":1.3200000000000003},0]
["3.8.6",null,"F","Klešta                                         6/12 cm","Collar tie 6/12 cm","m3",null,{"$f":"KORISNICI!H70","v":2.4509999999999996},0]
["3.8.7",null,"G","Krovna štafla                                5/8  cm","Roof battens 5/8  cm","m3",null,{"$f":"KORISNICI!H71","v":0.64800000000000002},0]
["3.8.8",null,"H","Tavanjače                                   18/26 cm","attic beams 18/26 cm","m3",null,{"$f":"KORISNICI!H72","v":0},0]
["3.9","K",9,"Građevinska daska - fosna\n4,8/25/400 cm","Fir board\n4,8/25/400 cm","m3",null,{"$f":"KORISNICI!H73","v":0},0]
["3.10","K",10,"Krovna daska od čamove rezane građe \n2,4-2,5/15 cm, isporučuje se dužine l=3,0 metra","Roof fir board\n2,4-2,5/15 cm, lenght l=3,0 m","m3",null,{"$f":"KORISNICI!H74","v":39.597999999999999},0]
["3.11","K",11,"Krovna letva od čamove rezane građe \n 3 / 5 cm , isporučuje se dužine l=3,0 metra","Fir batten\n 3 / 5 cm , lenght l=3,0 m","m1",null,{"$f":"KORISNICI!H75","v":24587},0]
["3.12","K",12,"OSB3  vlagootporne konstruktivne ploče\nd=18 mm / dim. 2440 x 1220","OSB3  moisture resistant structural panels\nd=18 mm / dim. 2440 x 1220","kom/pcs",null,{"$f":"KORISNICI!H76","v":493},0]
["3.13","K",13,"Standardne gips kartonske ploče - Tip A\ndimenzije: 1200-1250 x 2000 mm","Standard plasterboard table - Type A\ndim: 1200-1250 x 2000 mm","kom/pcs",null,{"$f":"KORISNICI!H77","v":759},0]
["3.14","K",14,"Vlagootporne gips kartonske ploče - Tip H2\ndimenzije: 1200-1250 x 2000 mm","Moisture resistant Plasterboard - Type H2\ndim: 1200-1250 x 2000 mm","kom/pcs",null,{"$f":"KORISNICI!H78","v":52},0]
["3.15","K",15,"Čelični pocinkovani i farbani olučni elementi prečnika: Ø 100 mm dužine 600 cm","Galvanized steel and painted gutter elements diameter: Ø 100 mm length 600 cm","/",null,"/","/"]
["3.15.1",null,"A","Horizontalni polukružni","horizontal semicircular gutter","kom/pcs",null,{"$f":"KORISNICI!H80","v":166},{"$f":"G71*H71","v":0}]
["3.15.2",null,"B","Vertikalni kružni oluk","Vertical circular gutter","kom/pcs",null,{"$f":"KORISNICI!H81","v":90},0]
[]
["4","P",null,"MATERIJAL ZA PODOVE, LAMINAT, PLOČICE I XPS","FLOORING, LAMINATE, TILES AND XPS"]
["4.1","P",1,"Unutrašnje podne keramičke pločice\nMin. dimenzije pločica: 200x300 mm","Floor tiles for inside\nMin. tile size: 200x300 mm","m2",null,{"$f":"KORISNICI!H84","v":453},{"$f":"G75*H75","v":0}]
["4.2","P",2,"Unutrašnje zidne keramičke pločice \nMin. dimenzije pločica: 200x300 mm","Wall tiles for inside\nMin. tile size: 200x300 mm","m2",null,{"$f":"KORISNICI!H85","v":648},0]
["4.3","P",3,"Lepak za keramičke pločice\nFleksibilni, polimer-cementni lepak","Glue for ceramic tiles\nFlexible, polymer-cement glue","kg",null,{"$f":"KORISNICI!H86","v":3400},0]
["4.4","P",4,"Fleksibilna masa za fugovanje\nVodoodbojna fug masa na bazi cementa","Flexible mass for grouting\nWaterproof grout cement based","kg",null,{"$f":"KORISNICI!H87","v":426},0]
["4.5","P",5,"Laminat - jakopresovani (HLP)\nsa klik sistemom, dezen: hrast natur (prirodni)","Laminate (HLP)\nwith click system, design: oak natural (natural)","m2",null,{"$f":"KORISNICI!H88","v":1134},0]
["4.6","P",6,"Lajsne za laminat od medijapana \nmaterijal: medijapan / MDF","Moldings for laminate MDF\nMaterial: MDF / MDF","m1",null,{"$f":"KORISNICI!H89","v":1372.8000000000004},0]
["4.7","P",7,"Podloga za laminat od polietilenske pene\nSunđerasta podloga za laminat","The base for laminate of polyethylene foam\nFoam base for laminate","m2",null,{"$f":"KORISNICI!H90","v":1287},0]
["4.8","P",8,"Cementni suvi estrih (cementna košuljica).\nPripremljeno cementno praškasto vezivo","Cement dry screed (cement screed)\nPrepared cement powder binder","kg",null,{"$f":"KORISNICI!H91","v":64440},0]
["4.9","P",9,"Građevinska PVC folija Za razdvajanje cementne košuljice od termo izolacije.","PVC foil for construction. To separate the cement screed of thermal insulation.","m2",null,{"$f":"KORISNICI!H92","v":760},0]
["4.10","P",10,"Stirodur (XPS za izolaciju na podovima)\nploča od ekstrudirane polistirenske pene","Stirodur (XPS insulation for floors)\npanel of extruded polystyrene foam","/",null,"/","/"]
["4.10.1",null,"A","debljine d=2 cm","d=2 cm","m2",null,{"$f":"KORISNICI!H94","v":1005},{"$f":"G85*H85","v":0}]
["4.10.2",null,"B","debljine d=5 cm","d=5 cm","m2",null,{"$f":"KORISNICI!H95","v":0},0]
[]
["5","F",null,"MATERIJAL ZA IZRADU FASADE","FACADE MATERIAL"]
["5.1","F",1,"EPS za termoizolaciju fasadnih zidova\nploča od ekspandiranog polistirena ","Thermal insulation for facade walls (EPS)\nplates made of expanded polystyrene","/",null,"/","/"]
["5.1.1",null,"A","debljina d=8 cm","d=8 cm","m2",null,{"$f":"KORISNICI!H99","v":525},{"$f":"G90*H90","v":0}]
["5.1.2",null,"B","debljina d=10 cm","d=10 cm","m2",null,{"$f":"KORISNICI!H100","v":3397.5},0]
["5.1.3",null,"C","debljina d=12 cm","d=12 cm","m2",null,{"$f":"KORISNICI!H101","v":0},0]
["5.1.4",null,"D","debljina d=14 cm","d=14 cm","m2",null,{"$f":"KORISNICI!H102","v":0},0]
["5.2","F",2,"GrađevinskI lepak za EPS ploče \ncementni lepak namenjen za lepljenje ploča od ekspandiranog polistirena (EPS) i armiranje armaturne (rabic) mrežice ","Construction glue for EPS plates\ncement adhesive for gluing plates made of expanded polystyrene (EPS) and reinforcing wire (rabic) net","kg",null,{"$f":"KORISNICI!H103","v":49110},0]
["5.3","F",3,"Armaturna (rabic) staklena mrežica.\nVisokokvalitetna alkalno postojana staklena mrežica","Reinforcing (rabic) fiberglass mesh\nHigh quality alkali resistant fiberglass mesh","m2",null,{"$f":"KORISNICI!H104","v":5150},0]
["5.4","F",4,"Aktivni predpremaz pre nanošenja tankoslojnog fasadnog maltera.\npredpremaz za izjednačavanje upijanja - podloga","Active primer before applying the thin-layer plaster primer for the equalization of absorption surface","kg",null,{"$f":"KORISNICI!H105","v":1275},0]
["5.5","F",5,"Fasadni tankoslojni akrilni malter\nZavršni malter u pastoznom stanju, namenjen za zaštitu fasadnih zidnih površina","Facade thin-layer acrylic plaster\nFinishing plaster in paste-like state, intended for the protection of facade wall surfaces","/",null,"/","/"]
["5.5.1",null,"A","boja približna RAL 1034 -kajsija ","color similar to RAL 1034-apricot","kg",null,{"$f":"KORISNICI!H107","v":8450},{"$f":"G98*H98","v":0}]
["5.5.2",null,"B","boja približna RAL 6005 -pastelno zelena","color similar to RAL 6005 pastel-green","kg",null,{"$f":"KORISNICI!H108","v":0},0]
["5.5.3",null,"C","boja približna RAL 5023 -pastelno plava","color similar to RAL 5023 pastel-blue","kg",null,{"$f":"KORISNICI!H109","v":0},0]
["5.5.4",null,"D","boja približna RAL 3011 -pastelno crvena","color similar to RAL 3011 pastel-red","kg",null,{"$f":"KORISNICI!H110","v":0},0]
["5.5.5",null,"E","boja približna RAL 8002 -braon","color similar to RAL 8002 brown","kg",null,{"$f":"KORISNICI!H111","v":5850},0]
[]
["6","H",null,"MATERIJAL ZA HIDRO IZOLACIJE","WATERPROOFING MATERIAL"]
["6.1","H",1,"Bitulit (prethodni premaz za hidroizolaciju)\nUpotrebljava se u isporučenom stanju (hladan  postupak ) bez zagrevanja","Bitulit (previous coating for waterproofing)\nIt is used as delivered (cold process) without heating","kg",null,{"$f":"KORISNICI!H114","v":252},{"$f":"G105*H105","v":0}]
["6.2","H",2,"Poliazbitol (hladni premaz za hidroizolaciju) Upotrebljava se u isporučenom stanju (hladan postupak) bez zagrevanja","POLYASBITOL (cold coating for waterproofing)\nIt is used as delivered (cold process) without heating","kg",null,{"$f":"KORISNICI!H115","v":110},0]
["6.3","H",3,"Ter papir Bitumenska hidroizolaciona traka.","Ter paper Bituminous waterproofing tape.","m2",null,{"$f":"KORISNICI!H116","v":0},0]
["6.4","H",4,"Kondor V-3 (hidroizolaciona traka)\nPlastomer-bitumenska traka, \nuložak stakleni voal, debljina:  ≥ 3 mm","Condor V-3 (waterproof tape)\nPlastomer-bituminous tape,\nglass mat, thickness: ≥ 3 mm","m2",null,{"$f":"KORISNICI!H117","v":700},0]
[]
["7","S",null,"STOLARIJA","DOORS AND WINDOWS"]
["7.1","S",1,"Ulazna vrata od PVC-a (komplet pozicija). \nboja profila: bela RAL 9003\nbroj komora: ≥  5 komora\nširina x visina (zidarske mere)","Entrance door of PVC (set position)\nProfile color: white RAL 9003 \nNumber of chambers: ≥ 5 chambers \nwidth x height (masonry measures)","/",null,"/","/"]
["7.1.1",null,"A","JK    90x210 cm - Leva       90 cm ","one wing  90x210 cm - Left      90 cm ","kom/pcs",null,{"$f":"KORISNICI!H121","v":7},{"$f":"G112*H112","v":0}]
["7.1.2",null,"B","JK    90x210 cm - Desna    90 cm","one wing  90x210 cm - Right    90 cm","kom/pcs",null,{"$f":"KORISNICI!H122","v":16},0]
["7.1.3",null,"C","DK 120x210 cm - Leva       90+30 cm","two wings 120x210 cm - Left        90+30 cm","kom/pcs",null,{"$f":"KORISNICI!H123","v":9},0]
["7.1.4",null,"D","DK 120x210 cm - Desna    90+30 cm","two wings 120x210 cm - Right    90+30 cm","kom/pcs",null,{"$f":"KORISNICI!H124","v":3},0]
["7.2","S",2,"Prozori od PVC-a (komplet pozicija).\nVertikalno i horizontalno otvaranje, boja profila: bela RAL 9003, broj komora: ≥  5 komora\nširina x visina (zidarske mere)","Windows made of PVC (set position)\nVertical and horizontal opening, color profile: white RAL 9003, the number of chambers: ≥ 5 chambers \nwidth x height (masonry measures)","/",null,"/","/"]
["7.2.1",null,"A","JK     60x60 cm ","one wing 60x60 cm ","kom/pcs",null,{"$f":"KORISNICI!H126","v":54},{"$f":"G117*H117","v":0}]
["7.2.2",null,"B","JK     80x80 cm","one wing 80x80 cm","kom/pcs",null,{"$f":"KORISNICI!H127","v":27},0]
["7.2.3",null,"C","JK    80x120 cm    ","one wing 80x120 cm    ","kom/pcs",null,{"$f":"KORISNICI!H128","v":0},0]
["7.2.4",null,"D","JK    80x140 cm    ","one wing 80x140 cm ","kom/pcs",null,{"$f":"KORISNICI!H129","v":5},0]
["7.2.5",null,"E","JK  100x120 cm","one wing 100x120 cm","kom/pcs",null,{"$f":"KORISNICI!H130","v":12},0]
["7.2.6",null,"F","JK  100x140 cm","one wing 100x140 cm","kom/pcs",null,{"$f":"KORISNICI!H131","v":21},0]
["7.2.7",null,"G","DK  120x120 cm","two wings 120x120 cm","kom/pcs",null,{"$f":"KORISNICI!H132","v":8},0]
["7.2.8",null,"H","DK  120x140 cm","two wings 120x140 cm","kom/pcs",null,{"$f":"KORISNICI!H133","v":28},0]
["7.2.9",null,"I","DK  140x120 cm ","two wings 140x120 cm ","kom/pcs",null,{"$f":"KORISNICI!H134","v":2},0]
["7.2.10",null,"J","DK  140x140 cm ","two wings 140x140 cm ","kom/pcs",null,{"$f":"KORISNICI!H135","v":4},0]
["7.2.11",null,"K","DK  160x120 cm","two wings 160x120 cm","kom/pcs",null,{"$f":"KORISNICI!H136","v":8},0]
["7.2.12",null,"L","DK  160x140 cm","two wings 160x140 cm","kom/pcs",null,{"$f":"KORISNICI!H137","v":29},0]
["7.3","S",3,"Krovni prozor sa  aluminijumskom opšivkom od laminirane i impregnirane čamove građe","Roof window with aluminum flashings of laminated and impregnated fir timber","/",null,"/","/"]
["7.3.1",null,"A","dimenzije 66 x 118   (širinaxvisina)","66 x 118 (width x height)","kom/pcs",null,{"$f":"KORISNICI!H139","v":3},{"$f":"G130*H130","v":0}]
["7.3.2",null,"B","dimenzije 78 x 98     (širinaxvisina)","78 x 98   (width x height)","kom/pcs",null,{"$f":"KORISNICI!H140","v":1},0]
["7.3.3",null,"C","dimenzije 78 x 118   (širinaxvisina)","78 x 118 (width x height)","kom/pcs",null,{"$f":"KORISNICI!H141","v":0},0]
["7.4","S",4,"Balkonska vrata od PVC-a (komplet pozicija). \nboja profila: bela RAL 9003\nbroj komora: ≥  5 komora\nširina x visina (zidarske mere)","Balcony doors from PVC (set position)\nProfile color: white RAL 9003 \nNumber of chambers: ≥ 5 chambers \nwidth x height (masonry measures)","/",null,"/","/"]
["7.4.1",null,"A","JK     90x210 cm   - Leva","one wing  90x210 cm - Left     ","kom/pcs",null,{"$f":"KORISNICI!H143","v":4},{"$f":"G134*H134","v":0}]
["7.4.2",null,"B","JK     90x210 cm   - Desna ","one wing  90x210 cm - Right    ","kom/pcs",null,{"$f":"KORISNICI!H144","v":3},0]
["7.4.3",null,"C","DK  140x210 cm","two wings 140x210 cm","kom/pcs",null,{"$f":"KORISNICI!H145","v":2},0]
["7.5","S",5,"Unutrašnja vrata sa ispunom od kartonskog saća (komplet pozicija). \nširina x visina (spoljna mera futera)","Internal doors filled with cardboard honeycomb (set position)\nwidth x height (external measures footer)","/",null,"/","/"]
["7.5.1",null,"A","70x205 cm - Leva  (dubina štoka 0-16 cm)","70x205 cm - Left     (depth door 0-16 cm)","kom/pcs",null,{"$f":"KORISNICI!H147","v":8},{"$f":"G138*H138","v":0}]
["7.5.2",null,"B","70x205 cm - Leva  (dubina štoka 16-30 cm)","70x205 cm - Left     (depth door 16-30 cm)","kom/pcs",null,{"$f":"KORISNICI!H148","v":0},0]
["7.5.3",null,"C","70x205 cm - Desna (dubina štoka 0-16 cm)","70x205 cm - Right   (depth door  0-16 cm)","kom/pcs",null,{"$f":"KORISNICI!H149","v":9},0]
["7.5.4",null,"D","70x205 cm - Desna (dubina štoka 16-30 cm)","70x205 cm - Right   (depth door  16-30 cm)","kom/pcs",null,{"$f":"KORISNICI!H150","v":1},0]
["7.5.5",null,"E","80x205 cm - Leva  (dubina štoka 0-16 cm)","80x205 cm - Left     (depth door 0-16 cm)","kom/pcs",null,{"$f":"KORISNICI!H151","v":10},0]
["7.5.6",null,"F","80x205 cm - Leva  (dubina štoka 16-30 cm)","80x205 cm - Left     (depth door 16-30 cm)","kom/pcs",null,{"$f":"KORISNICI!H152","v":0},0]
["7.5.7",null,"G","80x205 cm - Desna (dubina štoka 0-16 cm)","80x205 cm - Right   (depth door  0-16 cm)","kom/pcs",null,{"$f":"KORISNICI!H153","v":11},0]
["7.5.8",null,"H","80x205 cm - Desna (dubina štoka 16-30 cm)","80x205 cm - Right   (depth door  16-30 cm)","kom/pcs",null,{"$f":"KORISNICI!H154","v":1},0]
["7.5.9",null,"I","90x205 cm - Leva  (dubina štoka 0-16 cm)","90x205 cm - Left     (depth door 0-16 cm)","kom/pcs",null,{"$f":"KORISNICI!H155","v":24},0]
["7.5.10",null,"J","90x205 cm - Leva  (dubina štoka 16-30 cm)","90x205 cm - Left     (depth door 16-30 cm)","kom/pcs",null,{"$f":"KORISNICI!H156","v":1},0]
["7.5.11",null,"K","90x205 cm - Desna (dubina štoka 0-16 cm)","90x205 cm - Right   (depth door  0-16 cm)","kom/pcs",null,{"$f":"KORISNICI!H157","v":25},0]
["7.5.12",null,"L","90x205 cm - Desna (dubina štoka 16-30 cm)","90x205 cm - Right   (depth door  16-30 cm)","kom/pcs",null,{"$f":"KORISNICI!H158","v":4},0]
[]
["8","D",null,"OSTALA OPREMA I MATERIJAL \n","OTHER EQUIPMENT AND SUPPLIES"]
["8.1","D",1,"Jednostruki dimnjak prečnika Ф 140 mm.\nTroslojni montažni dimnjački sistem namenjen za sva ložišta i sve vrste goriva, bez ventilacije.\nSastavljen je od: dimnjačke cevi od tehničke keramike, izolacije oko cevi dimnjaka od kamene vune minimalne specifične težine 80kg/m3, spoljneg dimnjačkog plašta od lakog betona, vatrostalnog lepka u kartušama, vatrootpornih i gasnonepropusnih atestiranih troslojnih vratanaca , kondenz posude, priključaka za reviziju i ložišta, krovne ploče od staklo betona, nosača tervola i tvrdih tervol ploča za priključke, ventilacione rešetke, dilatacione rozete od nerđajućeg čelika. \nSpoljna dimenzija dimnjačkog plašta za fi14cm=32x32cm.","A single chimney diameter 140 mm.\nThree-layer prefabricated chimney system designed for all furnaces and all types of fuel, with no ventilation. It is composed of: chimney pipe of technical ceramics, pipe insulation around the chimney of stone wool minimum specific weight of 80kg/m3, external chimney mantle of lightweight concrete, refractory adhesive in cartouches, fireproof and gas impermeable certified three-layer side door, condensate pots, connectors for the audit and furnaces, roof tiles of glass concrete girders Tervola and hard tervol plate connections, ventilation grilles, rosettes expansion of stainless steel. The external dimensions of the chimney sleeve fi14cm = 32x32cm.","m1",null,{"$f":"KORISNICI!H161","v":146},{"$f":"G152*H152","v":0}]
[]
["9","V",null,"Vodovod Kanalizacija Oprema","WATER SUPPLY AND SEWAGE"]
[null,null,null,"Vodovod","WATER SUPPLY"]
["9.1","V",1,"Vodovodne polietilenske cevi  PE 100 PN16\nza radni pritisak 16 bara (SDR 11)","Water supply polyethylene pipe PE 100 PN16\nthe working pressure of 16 bar (SDR 11)","/",null,"/","/"]
["9.1.1",null,"A","d25  (s min. 2,3)    - 3/4\"","d25  (s min. 2,3)    - 3/4\"","m1",null,{"$f":"KORISNICI!H166","v":0},{"$f":"G157*H157","v":0}]
["9.1.2",null,"B","d32  (s min. 3,0)   -       1\"","d32  (s min. 3,0)   -       1\"","m1",null,{"$f":"KORISNICI!H167","v":0},0]
["9.1.3",null,"C","d40  (s min. 3,7)   -  5/4\"","d40  (s min. 3,7)   -  5/4\"","m1",null,{"$f":"KORISNICI!H168","v":0},0]
["9.2","V",2,"Vodovodne cevi  PP-R 80 PN20 \nza radni pritisak 20 bara, bele ili zelene boje\n(materijal: polipropilen-random kapolimer)","Water pipe PP-R 80 PN20 \nthe working pressure of 20 bar, white or green \n(material: polypropylene random kapolimer)","/",null,"/","/"]
["9.2.1",null,"B","d20  (s min.   3,4)    - 1/2\"","d20  (s min.   3,4)    - 1/2\"","m1",null,{"$f":"KORISNICI!H170","v":884},{"$f":"G161*H161","v":0}]
["9.2.2",null,"C","d25  (s min.   4,2)    - 3/4\"","d25  (s min.   4,2)    - 3/4\"","m1",null,{"$f":"KORISNICI!H171","v":528},0]
["9.2.3",null,"D","d32  (s min.   5,4)    -     1\"","d32  (s min.   5,4)    -     1\"","m1",null,{"$f":"KORISNICI!H172","v":264},0]
["9.3","V",3,"Vodomer \nsa prirubnicama, holenderima i pripadajućom opremom za montažu, za pritisak do 16 bara","water gauge\nflanges, unions and associated equipment for assembly, for pressure up to 16 bar","/",null,"/","/"]
["9.3.1",null,"A","horizontalni 3/4\"    ","Horizontal 3/4\"    ","kom/pcs",null,{"$f":"KORISNICI!H174","v":0},{"$f":"G165*H165","v":0}]
["9.3.2",null,"B","horizontalni     1\"    ","Horizontal     1\"    ","kom/pcs",null,{"$f":"KORISNICI!H175","v":0},0]
["9.3.3",null,"C","horizontalni 5/4\"","Horizontal 5/4\"","kom/pcs",null,{"$f":"KORISNICI!H176","v":0},0]
["9.4","V",4,"Ravni propusni ventil sa ogrankom za pražnjenje","Skip straight valve with a branch drain","/",null,"/","/"]
["9.4.1",null,"A","d25  (s min. 2,3)    - 3/4\"","d25  (s min. 2,3)    - 3/4\"","kom/pcs",null,{"$f":"KORISNICI!H178","v":24},{"$f":"G169*H169","v":0}]
["9.4.2",null,"B","d32  (s min. 3,0)   -       1\"","d32  (s min. 3,0)   -       1\"","kom/pcs",null,{"$f":"KORISNICI!H179","v":0},0]
["9.5","V",5,"Propusni ventil za uzidanje sa kapom ","Gate valve for the wall with cap","/",null,"/","/"]
["9.5.1",null,"A","d20  (s min.   3,4)    - 1/2\"","d20  (s min.   3,4)    - 1/2\"","kom/pcs",null,{"$f":"KORISNICI!H181","v":80},{"$f":"G172*H172","v":0}]
["9.5.2",null,"B","d25  (s min.   4,2)    - 3/4\"","d25  (s min.   4,2)    - 3/4\"","kom/pcs",null,{"$f":"KORISNICI!H182","v":23},0]
["9.5.3",null,"C","d32  (s min. 3,0)   -       1\"","d32  (s min. 3,0)   -       1\"","kom/pcs",null,{"$f":"KORISNICI!H183","v":22},0]
["9.6","V",6,"Ugaoni \"EK\" sa kapom","Angle valve \"EK\" with cap","/",null,"/","/"]
["9.6.1",null,"A","d20  (s min.   3,4)    - 1/2\"","d20  (s min.   3,4)    - 1/2\"","kom/pcs",null,{"$f":"KORISNICI!H185","v":126},{"$f":"G176*H176","v":0}]
["9.7","V",7,"Termička izolacija vodovodnih cevi  -tipa plamaflex ISO ili sl.","Thermal insulation of water pipes-type PLAMAFLEX ISO etc..","/",null,"/","/"]
["9.7.1",null,"B","d20   (22/9)   - 1/2\"","d20   (22/9)   - 1/2\"","m1",null,{"$f":"KORISNICI!H187","v":4},{"$f":"G178*H178","v":0}]
["9.7.2",null,"C","d25   (25/9) - 3/4\"","d25   (25/9) - 3/4\"","m1",null,{"$f":"KORISNICI!H188","v":4},0]
["9.7.3",null,"D","d32   (35/9)-     1\"","d32   (35/9)-     1\"","m1",null,{"$f":"KORISNICI!H189","v":2},0]
[null,null,null,"Kanalizacija","SEWAGE"]
["9.8","V",8,"PVC kanalizacione cevi SDR 41 / SN4 / PN5\nza spoljni razvod, kućna i ulična kanalizacija","PVC sewer pipe SDR 41 / CH4 / PN5\nfor external distribution, household and street sewage","/",null,"/","/"]
["9.8.1",null,"A","d110 (s min.   3,2)    dužina 6,0m","d110 (s min.   3,2)    length 6,0m","kom/pcs",null,{"$f":"KORISNICI!H192","v":0},{"$f":"G183*H183","v":0}]
["9.8.2",null,"B","d160 (s min.   4,0)    dužina 6,0m","d160 (s min.   4,0)    length 6,0m","kom/pcs",null,{"$f":"KORISNICI!H193","v":0},0]
["9.9","V",9,"Plastične PP cevi SDR 51 / SN2 / PN4\nza unutrašnji (kućni) razvod, kućna kanalizacija","Plastic PP pipes SDR 51 / SN2 / PN4\nfor internal (home) distribution, household sewage","/",null,"/","/"]
["9.9.1",null,"A","d50     (s min.   1,8)    dužina 3,0m","d50     (s min.   1,8)    length 3,0m","kom/pcs",null,{"$f":"KORISNICI!H195","v":94},{"$f":"G186*H186","v":0}]
["9.9.2",null,"B","d75     (s min.   1,9)    dužina 3,0m","d75     (s min.   1,9)    length 3,0m","kom/pcs",null,{"$f":"KORISNICI!H196","v":88},0]
["9.9.3",null,"C","d110  (s min.   2,7)    dužina 3,0m","d110  (s min.   2,7)    length 3,0m","kom/pcs",null,{"$f":"KORISNICI!H197","v":48},0]
["9.10","V",10,"Plitki PE podni slivnik d50 sa horizontalnim odvodom dimenzija 150x150mm","Shallow PE floor drain with horizontal outlet d50 size 150x150mm","kom/pcs",null,{"$f":"KORISNICI!H198","v":26},0]
["9.11","V",11,"Zidni sifoni sa odvodnom mesinganom cevi d32 (mašina za pranje veša i sudova)","Wall siphon with drainage brass tubes d32 (washing machines, dishwashers)","kom/pcs",null,{"$f":"KORISNICI!H199","v":31},0]
[null,null,null,"Oprema u kupatilu","BATHROOM EQUPIMENT"]
["9.12","V",12,"WC šolja od keramike  I klase","Ceramic toilet bowl class 1","kom/pcs",null,{"$f":"KORISNICI!H201","v":26},{"$f":"G192*H192","v":0}]
["9.13","V",13,"Niskomontažni plastični predzidni vodokotlić \nza nisku montažu iznad wc šolje sa plovkom i svim potrebnim delovima za funkcionisanje vodokotlića","Low mounting plastic-wall toilet tank\nfor low installation above the toilet bowl float and all the parts required for the operation of flushing","kom/pcs",null,{"$f":"KORISNICI!H202","v":26},0]
["9.14","V",14,"Umivaonikom sa stubom od keramike  I klase","Washbasin with ceramic pillar class 1","kom/pcs",null,{"$f":"KORISNICI!H203","v":25},0]
["9.15","V",15,"Pravougaona akrilna tuš kada\ndimenzija 90x90cm sa odlivnim ventilom","Rectangular acrylic shower \nsize 90x90cm with discharge valve","kom/pcs",null,{"$f":"KORISNICI!H204","v":28},0]
["9.16","V",16,"Električni akumulacioni bojler 50l vertikalni \ngrejač 2 kW, napon 230V, kazan izrađen od emajliranog lima, sa  pratećim materijalom za ugradnju","Electric storage water heater 50l vertical \nheater 2 kW, 230V, caldron made ​​of enameled steel, with supporting material for installation","kom/pcs",null,{"$f":"KORISNICI!H205","v":26},0]
["9.17","V",17,"Ogledalo sa etažerom (iznad umivaonika)\nčetvrtasto, min. dimenzija 80x60cm","Mirror with shelf above wash basin \nsquare, min. 80x60cm","kom/pcs",null,{"$f":"KORISNICI!H206","v":26},0]
["9.18","V",18,"Baterije (slavine) \nhromirane baterije za hladnu i toplu vodu","Lever\nchrome lever for cold and hot water","/",null,"/","/"]
["9.18.1",null,"A","za umivaonik jednoručna stojeća ","For washbasin single lever basin standing","kom/pcs",null,{"$f":"KORISNICI!H208","v":27},{"$f":"G199*H199","v":0}]
["9.18.2",null,"B","za tuš kadu (sa tuš ručicom i tuš crevom)\njednoručna sa poniklovanim savitljivim crevom","For shower bath (with shower head and shower hose) Single lever with nickel hoses","kom/pcs",null,{"$f":"KORISNICI!H209","v":28},0]
["9.18.3",null,"C","za mašinu za veš i sudove, holender slavina DN20/15, s pripadajućom opremom za ugradnju ","for washing machine and dishwasher, union DN20/15 taps, and all the equipment for installation","kom/pcs",null,{"$f":"KORISNICI!H210","v":28},0]
[null,null,null,"Oprema u kuhinji","KITCHEN EQUIPMENT"]
["9.19","V",19,"Korito sudopere od \"Inox \"-a (dvodelno)\n(izrađeno od plemenitog nerđajućeg čelika)\norjenacione dimenzije:  780 x 435 x 150 mm","kitchen sink \"Inox\" two-part\n(made of stainless steel)\napprox. dim:  780 x 435 x 150 mm","kom/pcs",null,{"$f":"KORISNICI!H212","v":23},{"$f":"G203*H203","v":0}]
["9.20","V",20,"Električni akumulacioni bojler 5l\nza ugradnju iznad sudopere, vertikalni grejač 2 kW, napon 230V, kazan izrađen od plastike\nsa  pratećim materijalom za ugradnju","Electric storage water heater 5l\nFitting over the sink, vertical heater 2 kW, 230V, caldron made ​​of plastic with the materials for installation","kom/pcs",null,{"$f":"KORISNICI!H213","v":14},0]
["9.21","V",21,"Baterija za sudoperu jednoručna stojeća hromirana baterija za hladnu i toplu vodu ","Sink-standing single lever chrome mixer for hot and cold water","kom/pcs",null,{"$f":"KORISNICI!H214","v":23},0]
[]
["10","E",null,"ELEKTRO MATERIJAL I OPREMA\n","Electrical materials and equipment"]
[null,null,null,"Kablovi i kablovski pribor","Electrical cables and cable accessories"]
["10.1","E",1,"Napojni kablovi","Power cables","/",null,"/","/"]
["10.1.1",null,"A","X00-A      4x16 mm2","X00-A      4x16 mm2","m",null,{"$f":"KORISNICI!H219","v":0},{"$f":"G210*H210","v":0}]
["10.1.2",null,"B","PP00-Y   5x6    mm2","PP00-Y   5x6    mm2","m",null,{"$f":"KORISNICI!H220","v":0},0]
["10.1.3",null,"C","PP00-Y   5x10  mm2","PP00-Y   5x10  mm2","m",null,{"$f":"KORISNICI!H221","v":0},0]
["10.2","E",2,"Instalacioni kablovi","Installation cables","/",null,"/","/"]
["10.2.1",null,"A","PP-Y       3x1,5  mm2","PP-Y       3x1,5  mm2","m",null,{"$f":"KORISNICI!H223","v":2100},{"$f":"G214*H214","v":0}]
["10.2.2",null,"B","PP-Y       4x1,5  mm2","PP-Y       4x1,5  mm2","m",null,{"$f":"KORISNICI!H224","v":100},0]
["10.2.3",null,"C","PP-Y       3x2,5  mm2","PP-Y       3x2,5  mm2","m",null,{"$f":"KORISNICI!H225","v":3650},0]
["10.2.4",null,"D","PP-Y       5x2,5  mm2","PP-Y       5x2,5  mm2","m",null,{"$f":"KORISNICI!H226","v":730},0]
["10.3","E",3,"Instalacione PVC cevi","PVC pipe for installations of cables","/",null,"/","/"]
["10.3.1",null,"A","fi 16mm2","fi 16mm2","m",null,{"$f":"KORISNICI!H228","v":0},{"$f":"G219*H219","v":0}]
["10.3.2",null,"B","fi 50mm2","fi 50mm2","m",null,{"$f":"KORISNICI!H229","v":0},0]
[null,null,null,"Razvodne table i oprema","The junction boards and equipment"]
["10.4","E",4,"Razvodna tabla Stanska, za ugradnju na zid sa transparentim vratima, sa mestom za 18 modula, DIN šinom, IP40\nRazvodna tabla sadrži :\n1. Jednopolni instalacioni prekidač\n(automatski osigurač) za montažu na DIN šinu nom. napona 230V/400V, 50Hz; karakteristike B; prekidne moći 6kA:\n- nazivne struje 6A -komada 1,\n- nazivne struje 10A-komada 2\n- nazivne struje 16A- komada 9\n2. Signalna sijalica\nza signalizaciju tarife 230V za ugradnju u stansku razvodnu tablu, montažu na DIN šinu- komada 1;\n3. FID sklopka za ugradnju u stansku razvodnu tablu, montažu na DIN šinu\n-16A/30mA,  2-polna,   230V, 50Hz-komada 2; \n-25A/0,5A,    4-polna,    230V/400V, 50Hz- komada 1;\n3. Instalaciono zvono 230V, 50Hz; za ugradnju u stansku razvodnu tablu, montažu na DIN šinu-komada 1","Junction board (for flat) for wall mounting with transparent door, with space for 18 modules, DIN rail, IP40\nJunction board contains:","kom/pcs",null,{"$f":"KORISNICI!H231","v":15},{"$f":"G222*H222","v":0}]
[null,null,null,"Instalacioni materijal","Installation material"]
["10.5","E",5,"Instalaciona kutija\nza ugradnju u završnu obradu zida","Installation box\nfor installation in the wall","/",null,"/","/"]
["10.5.1",null,"A","fi 60 mm","fi 60 mm","kom/pcs",null,{"$f":"KORISNICI!H234","v":395},{"$f":"G225*H225","v":0}]
["10.5.2",null,"B","fi 78 mm","fi 78 mm","kom/pcs",null,{"$f":"KORISNICI!H235","v":255},0]
["10.5.3",null,"C","100x100mm","100x100mm","kom/pcs",null,{"$f":"KORISNICI!H236","v":67},0]
["10.6","E",6,"Instalaciona priključnica IP20 za ugradnju u završnu obradu zida sa zaštitnim kontaktom","Installation socket IP20 for installation in the wall with a protection contact","/",null,"/","/"]
["10.6.1",null,"A","16A, monofazna, 250 V","16A, single-phase, 250 V","kom/pcs",null,{"$f":"KORISNICI!H238","v":102},{"$f":"G229*H229","v":0}]
["10.6.2",null,"B","16A, monofazna, dupla, 250 V","16A, single-phase, double, 250 V","kom/pcs",null,{"$f":"KORISNICI!H239","v":36},0]
["10.6.3",null,"C","16A, trofazna, 400V","16A, three-phase, 400V","kom/pcs",null,{"$f":"KORISNICI!H240","v":17},0]
["10.7","E",7,"Instalaciona priključnica IP43 sa poklopcem za ugradnju u završnu obradu zida, sa zaštit. kontaktom, 16A, monofazna, 250 V","Installation socket IP43 with cover for use in wall with protection. contact, 16A, single-phase, 250 V","kom/pcs",null,{"$f":"KORISNICI!H241","v":20},0]
["10.8","E",8,"Prekidači\n IP20 za ugradnju u završnu obradu zida","Switches \n IP20 for installation in wall","/",null,"/","/"]
["10.8.1",null,"A","običan, 10A","regular, 10A","kom/pcs",null,{"$f":"KORISNICI!H243","v":72},{"$f":"G234*H234","v":0}]
["10.8.2",null,"B","serijski, 10A","serial, 10A","kom/pcs",null,{"$f":"KORISNICI!H244","v":37},0]
["10.8.3",null,"C","za zvono ","for bell","kom/pcs",null,{"$f":"KORISNICI!H245","v":18},0]
["10.8.4",null,"D","Instalacioni  prekidač \"KIP\" 16A","Installation switch \"KIP\" 16A","kom/pcs",null,{"$f":"KORISNICI!H246","v":17},0]
["10.9","E",9,"Indikator za kupatilo\n sa tri sklopke 16A i signalnim sijalicama","The indicator for the bathroom \nThree switches 16A and signal lights","kom/pcs",null,{"$f":"KORISNICI!H247","v":19},0]
[null,null,null,"Svetiljke","Lighting"]
["10.10","E",10,"Svetiljka za montažu na plafon  sa inkadescentnom sijalicom 60W, E-27, ","Luminaire to be mounted on the ceiling with a 60W incandescent bulb, E-27","/",null,"/","/"]
["10.10.1",null,"A"," IP 43 za sanitarni čvor","IP 43 for toilet",null,null,{"$f":"KORISNICI!H250","v":11},{"$f":"G241*H241","v":0}]
["10.10.2",null,"B","IP 20 za unutrašnje prostorije","IP 20 for indoor rooms",null,null,{"$f":"KORISNICI!H251","v":47},0]
[null,null,null,"Instalacija uzemljenja i gromobrana","Earthing and lightning protection"]
["10.11","E",11,"Pocinkovana traka","Galvanized strip",null,null,"/","/"]
["10.11.1",null,"A","FeZn 25x4mm","FeZn 25x4mm","m",null,{"$f":"KORISNICI!H254","v":0},{"$f":"G245*H245","v":0}]
["10.11.2",null,"B","FeZn 20x3mm","FeZn 20x3mm","m",null,{"$f":"KORISNICI!H255","v":0},0]
["10.12","E",12,"SIP ormarić (PS49) sa sabirnicom za izjednačenje potencijala","SIP boxes (PS 49) with bonding","kom/pcs",null,{"$f":"KORISNICI!H256","v":0},0]
["10.13","E",13,"Provodnici za uzemljenje","Grounding conductors","/",null,"/","/"]
["10.13.1",null,"A","PP00-Y  1x16mm2","PP00-Y  1x16mm2","m",null,{"$f":"KORISNICI!H258","v":0},{"$f":"G249*H249","v":0}]
["10.13.2",null,"B","P/F-Y      1x6mm2","P/F-Y      1x6mm2","m",null,{"$f":"KORISNICI!H259","v":0},0]
["10.13.3",null,"C","P/F-Y      1x4mm2","P/F-Y      1x4mm2","m",null,{"$f":"KORISNICI!H260","v":0},0]
[null,null,null,"Instalacija slabe struje","Installation of low voltage"]
["10.14","E",14,"Antenski koaksijalni kabl RG 6","Antenna Coaxial Cable RG 6","m",null,{"$f":"KORISNICI!H262","v":0},{"$f":"G253*H253","v":0}]
["10.15","E",15,"Telefonski kabl sa bakarnim provodnicima \nIY(St)Y 2x2x0.8mm","Telephone cable with copper conductors \nIY (St) Y 2x2x0.8mm","m",null,{"$f":"KORISNICI!H263","v":0},0]
["10.16","E",16,"Priključnice","Connectors","/",null,"/","/"]
["10.16.1",null,"A","Telefonska - RJ11 za montažu u dozni fi 60mm","Phone - RJ11 for mounting in enclosure fi 60mm","m",null,{"$f":"KORISNICI!H265","v":0},{"$f":"G256*H256","v":0}]
["10.16.2",null,"B","RTV priključnica za montažu u dozni fi 60mm","RTV connector for mounting in enclosure fi 60 mm","kom/pcs",null,{"$f":"KORISNICI!H266","v":0},0]
[null,null,null,null,null,null,null,null,{"$f":"SUM(I5:I257)","v":0}]

{"sheet":"KORISNICI","index":2,"n_rows":267,"n_cols":569,"rows_kept":139,"cut":true,"hidden":false,"merged":[],"bounds":{"rows_first":62,"rows_last":15,"rows_between":62,"halvings":5}}
[null,null,null,null,null,null,"POTPROJEKAT/ SUBPROJECT",null,null,null,null,null,null,null,null,null,null,null,null,null,null,"SRB 9",null,null,"SRB 9",null,null,"SRB 9",null,null,"SRB 9",null,null,"SRB 9",null,null,"SRB 9",null,null,"SRB 9",null,null,"SRB 9",null,null,"SRB 9",null,null,"SRB 9",null,null,"SRB 9",null,null,"SRB 9",null,null,"SRB 9",null,null,"SRB 9",null,null,"SRB 9",null,null,"SRB 9",null,null,"SRB 9",null,null,"SRB 9",null,null,"SRB 9",null,null,"SRB 9",null,null,"SRB 9",null,null,"SRB 9",null,null,"SRB 9",null,null,"SRB 9",null,null,null,null,null,null,null,null,null,null,null,null,null,null,null,null,null,null,null,null,null,null,null,null,null,null,null,null,null,null,null,null,null,null,null,null,null,null,null,null,null,null,null,null,null,null,null,null,null,null,null,null,null,null,null,null,null,null,null,null,null,null,"SRB 9",null,null,"SRB 9",null,null,null,null,null,null,null,null,null,null,null,"SRB 9",null,null,null,null,null,null,null,null,null,null,null,null,null,null,null,null,null,null,null,null,null,null,null,null,null,null,null,null,null,null,null,null,null,null,null,null,null,null,null,null,null,null,null,null,null,null,null,null,null,null,null,null,null,null,null,null,null,null,null,null,null,null,null,null,null,null,null,null,null,null,null,null,null,null,null,null,null,null,null,null,null,null,null,null,null,null,null,null,null,null,null,null,null,null,null,null,null,null,null,null,null,null,null,null,null,null,null,null,null,null,null,null,null,null,null,null,null,null,null,null,null,null,null,null,null,null,null,null,null,null,null,null,null,null,null,null,null,null,null,null,null,null,null,null,null,null,null,null,null,null,null,null,null,null,null,null,null,null,null,null,null,null,null,null,null,null,null,null,null,null,null,null,null,null,null,null,null,null,null,null,null,null,null,null,null,null,null,null,null,null,null,null,null,null,null,null,null,null,null,null,null,null,null,null,null,null,null,null,null,null,null,null,null,null,null,null,null,null,null,null,null,null,null,null,null,null,null,null,null,null,null,null,null,null,null,null,null,null,null,null,null,null,null,null,null,null,null,null,null,null,null,null,null,null,null,null,null,null,null,null,null,null,null,null,null,null,null,null,null,null,null,null,null,null,null,null,null,null,null,null,null,null,null,null,null,null,null,null,null,null,null,null,null,null,null,null,null,null,null,null,null,null,null,null,null,null,null,null,null,null,null,null,null,null,null,null,null,null,null,null,null,null,null,null,null,null,null,null,null,null,null,null,null,null,null,null,null,null,null,null,null,null,null,null,null,null,null,null,null,null,null,null,null,null,null,null,null,null,null,null,null,null,null,null,null,null,null,null,null,null,null,"SRB 9",null,null,"SRB 9",null,null,"SRB 9",null,null,"SRB 9",null,null,"SRB 9",null,null,"SRB 9"]
[null,null,null,null,null,null,"ID KORISNIKA/ USER ID",null,{"$f":"COUNTA(J2:UU2)","v":33},null,null,null,null,null,null,null,null,null,null,null,null,6,null,null,7,null,null,8,null,null,9,null,null,10,null,null,11,null,null,12,null,null,13,null,null,15,null,null,16,null,null,17,null,null,19,null,null,20,null,null,23,null,null,24,null,null,25,null,null,26,null,null,27,null,null,28,null,null,29,null,null,30,null,null,31,null,null,33,null,null,34,null,null,null,null,null,null,null,null,null,null,null,null,null,null,null,null,null,null,null,null,null,null,null,null,null,null,null,null,null,null,null,null,null,null,null,null,null,null,null,null,null,null,null,null,null,null,null,null,null,null,null,null,null,null,null,null,null,null,null,null,null,null,56,null,null,57,null,null,null,null,null,null,null,null,null,null,null,61,null,null,null,null,null,null,null,null,null,null,null,null,null,null,null,null,null,null,null,null,null,null,null,null,null,null,null,null,null,null,null,null,null,null,null,null,null,null,null,null,null,null,null,null,null,null,null,null,null,null,null,null,null,null,null,null,null,null,null,null,null,null,null,null,null,null,null,null,null,null,null,null,null,null,null,null,null,null,null,null,null,null,null,null,null,null,null,null,null,null,null,null,null,null,null,null,null,null,null,null,null,null,null,null,null,null,null,null,null,null,null,null,null,null,null,null,null,null,null,null,null,null,null,null,null,null,null,null,null,null,null,null,null,null,null,null,null,null,null,null,null,null,null,null,null,null,null,null,null,null,null,null,null,null,null,null,null,null,null,null,null,null,null,null,null,null,null,null,null,null,null,null,null,null,null,null,null,null,null,null,null,null,null,null,null,null,null,null,null,null,null,null,null,null,null,null,null,null,null,null,null,null,null,null,null,null,null,null,null,null,null,null,null,null,null,null,null,null,null,null,null,null,null,null,null,null,null,null,null,null,null,null,null,null,null,null,null,null,null,null,null,null,null,null,null,null,null,null,null,null,null,null,null,null,null,null,null,null,null,null,null,null,null,null,null,null,null,null,null,null,null,null,null,null,null,null,null,null,null,null,null,null,null,null,null,null,null,null,null,null,null,null,null,null,null,null,null,null,null,null,null,null,null,null,null,null,null,null,null,null,null,null,null,null,null,null,null,null,null,null,null,null,null,null,null,null,null,null,null,null,null,null,null,null,null,null,null,null,null,null,null,null,null,null,null,null,null,null,null,null,null,null,null,null,null,null,null,null,null,null,null,null,null,null,null,null,null,null,null,null,null,188,null,null,189,null,null,190,null,null,191,null,null,192,null,null,193]
[null,null,null,null,null,null,"IME KORISNIKA/ NAME",null,33,null,null,null,null,null,null,null,null,null,null,null,null,"Nedeljko",null,null,"Lazo",null,null,"Milan",null,null,"Radivoj",null,null,"Ljubica",null,null,"Branko",null,null,"Đuro",null,null,"Lazo",null,null,"Slavka",null,null,"Branko",null,null,"Stana",null,null,"Dragan",null,null,"Ranka",null,null,"Radivoj",null,null,"Boro",null,null,"Dušan",null,null,"Dalibor",null,null,"Mira",null,null,"Danica",null,null,"Milan",null,null,"Dragan",null,null,"Branko",null,null,"Mara",null,null,"Milija",null,null,null,null,null,null,null,null,null,null,null,null,null,null,null,null,null,null,null,null,null,null,null,null,null,null,null,null,null,null,null,null,null,null,null,null,null,null,null,null,null,null,null,null,null,null,null,null,null,null,null,null,null,null,null,null,null,null,null,null,null,null,"Branka ",null,null,"Marić",null,null,null,null,null,null,null,null,null,null,null,"Žarko",null,null,null,null,null,null,null,null,null,null,null,null,null,null,null,null,null,null,null,null,null,null,null,null,null,null,null,null,null,null,null,null,null,null,null,null,null,null,null,null,null,null,null,null,null,null,null,null,null,null,null,null,null,null,null,null,null,null,null,null,null,null,null,null,null,null,null,null,null,null,null,null,null,null,null,null,null,null,null,null,null,null,null,null,null,null,null,null,null,null,null,null,null,null,null,null,null,null,null,null,null,null,null,null,null,null,null,null,null,null,null,null,null,null,null,null,null,null,null,null,null,null,null,null,null,null,null,null,null,null,null,null,null,null,null,null,null,null,null,null,null,null,null,null,null,null,null,null,null,null,null,null,null,null,null,null,null,null,null,null,null,null,null,null,null,null,null,null,null,null,null,null,null,null,null,null,null,null,null,null,null,null,null,null,null,null,null,null,null,null,null,null,null,null,null,null,null,null,null,null,null,null,null,null,null,null,null,null,null,null,null,null,null,null,null,null,null,null,null,null,null,null,null,null,null,null,null,null,null,null,null,null,null,null,null,null,null,null,null,null,null,null,null,null,null,null,null,null,null,null,null,null,null,null,null,null,null,null,null,null,null,null,null,null,null,null,null,null,null,null,null,null,null,null,null,null,null,null,null,null,null,null,null,null,null,null,null,null,null,null,null,null,null,null,null,null,null,null,null,null,null,null,null,null,null,null,null,null,null,null,null,null,null,null,null,null,null,null,null,null,null,null,null,null,null,null,null,null,null,null,null,null,null,null,null,null,null,null,null,null,null,null,null,null,null,null,null,null,null,null,null,null,null,null,null,null,null,null,null,null,null,null,null,null,null,null,null,null,null,null,null,"Petar",null,null,"Ljubica",null,null,"Boško",null,null,"Duško",null,null,"Slobodanka",null,null,"Danica"]
[null,null,null,null,null,null,"PREZIME KORISNIKA/ SURNAME",null,33,null,null,null,null,null,null,null,null,null,null,null,null,"Vujić",null,null,"Pupovac",null,null,"Vitas",null,null,"Jurišić ",null,null,"Končarević",null,null,"Muždeka",null,null,"Trbojević ",null,null,"Pupavac ",null,null,"Šolić ",null,null,"Puač ",null,null,"Eremija ",null,null,"Košztić",null,null,"Kecman",null,null,"Kendrešić ",null,null,"Šišljagić ",null,null,"Maličić",null,null,"Lončarević",null,null,"Vasiljević",null,null,"Todorović",null,null,"Babić",null,null,"Zorić",null,null,"Maslovara",null,null,"Pupovac",null,null,"Kosanović",null,null,null,null,null,null,null,null,null,null,null,null,null,null,null,null,null,null,null,null,null,null,null,null,null,null,null,null,null,null,null,null,null,null,null,null,null,null,null,null,null,null,null,null,null,null,null,null,null,null,null,null,null,null,null,null,null,null,null,null,null,null,"Vorkapić",null,null,"Milan",null,null,null,null,null,null,null,null,null,null,null,"Banović",null,null,null,null,null,null,null,null,null,null,null,null,null,null,null,null,null,null,null,null,null,null,null,null,null,null,null,null,null,null,null,null,null,null,null,null,null,null,null,null,null,null,null,null,null,null,null,null,null,null,null,null,null,null,null,null,null,null,null,null,null,null,null,null,null,null,null,null,null,null,null,null,null,null,null,null,null,null,null,null,null,null,null,null,null,null,null,null,null,null,null,null,null,null,null,null,null,null,null,null,null,null,null,null,null,null,null,null,null,null,null,null,null,null,null,null,null,null,null,null,null,null,null,null,null,null,null,null,null,null,null,null,null,null,null,null,null,null,null,null,null,null,null,null,null,null,null,null,null,null,null,null,null,null,null,null,null,null,null,null,null,null,null,null,null,null,null,null,null,null,null,null,null,null,null,null,null,null,null,null,null,null,null,null,null,null,null,null,null,null,null,null,null,null,null,null,null,null,null,null,null,null,null,null,null,null,null,null,null,null,null,null,null,null,null,null,null,null,null,null,null,null,null,null,null,null,null,null,null,null,null,null,null,null,null,null,null,null,null,null,null,null,null,null,null,null,null,null,null,null,null,null,null,null,null,null,null,null,null,null,null,null,null,null,null,null,null,null,null,null,null,null,null,null,null,null,null,null,null,null,null,null,null,null,null,null,null,null,null,null,null,null,null,null,null,null,null,null,null,null,null,null,null,null,null,null,null,null,null,null,null,null,null,null,null,null,null,null,null,null,null,null,null,null,null,null,null,null,null,null,null,null,null,null,null,null,null,null,null,null,null,null,null,null,null,null,null,null,null,null,null,null,null,null,null,null,null,null,null,null,null,null,null,null,null,null,null,null,null,null,null,"Pantelić",null,null,"Zec",null,null,"Mirosavljević",null,null,"Pavić ",null,null,"Stojanović",null,null,"Paunović"]
[null,null,null,null,null,null,"TELEFON KORISNIKA/ PHONE",null,33,null,null,null,null,null,null,null,null,null,null,null,null,"062/8005276",null,null,"021/2076-173",null,null,"069/772146",null,null,"021/2076-248",null,null,"065/6519019",null,null,"021/775-625",null,null,"064/311985",null,null,"064/4095341",null,null,"065/4543121",null,null,"064/3718346",null,null,"021/2078-231",null,null,"021/775-558",null,null,"021/2072-085",null,null,"063/7269640",null,null,"064/8816933",null,null,"063/541-340",null,null,"064/383-75-64",null,null,"063/831-35-96",null,null,"069/1619394",null,null,"065/516-58-71",null,null,"064/386-37-31",null,null,"064/175-99-45",null,null,"064/54-33-724",null,null,"061/18-32-026",null,null,null,null,null,null,null,null,null,null,null,null,null,null,null,null,null,null,null,null,null,null,null,null,null,null,null,null,null,null,null,null,null,null,null,null,null,null,null,null,null,null,null,null,null,null,null,null,null,null,null,null,null,null,null,null,null,null,null,null,null,null,"063/1724263",null,null,"065/3587105",null,null,null,null,null,null,null,null,null,null,null,"060/678-95-04",null,null,null,null,null,null,null,null,null,null,null,null,null,null,null,null,null,null,null,null,null,null,null,null,null,null,null,null,null,null,null,null,null,null,null,null,null,null,null,null,null,null,null,null,null,null,null,null,null,null,null,null,null,null,null,null,null,null,null,null,null,null,null,null,null,null,null,null,null,null,null,null,null,null,null,null,null,null,null,null,null,null,null,null,null,null,null,null,null,null,null,null,null,null,null,null,null,null,null,null,null,null,null,null,null,null,null,null,null,null,null,null,null,null,null,null,null,null,null,null,null,null,null,null,null,null,null,null,null,null,null,null,null,null,null,null,null,null,null,null,null,null,null,null,null,null,null,null,null,null,null,null,null,null,null,null,null,null,null,null,null,null,null,null,null,null,null,null,null,null,null,null,null,null,null,null,null,null,null,null,null,null,null,null,null,null,null,null,null,null,null,null,null,null,null,null,null,null,null,null,null,null,null,null,null,null,null,null,null,null,null,null,null,null,null,null,null,null,null,null,null,null,null,null,null,null,null,null,null,null,null,null,null,null,null,null,null,null,null,null,null,null,null,null,null,null,null,null,null,null,null,null,null,null,null,null,null,null,null,null,null,null,null,null,null,null,null,null,null,null,null,null,null,null,null,null,null,null,null,null,null,null,null,null,null,null,null,null,null,null,null,null,null,null,null,null,null,null,null,null,null,null,null,null,null,null,null,null,null,null,null,null,null,null,null,null,null,null,null,null,null,null,null,null,null,null,null,null,null,null,null,null,null,null,null,null,null,null,null,null,null,null,null,null,null,null,null,null,null,null,null,null,null,null,null,null,null,null,null,null,null,null,null,null,null,null,null,null,null,null,null,"065-311-11-18",null,null,"064-42-41-631",null,null,"065-376-30-77",null,null,"065/3763077",null,null,"064-130-74-06",null,null,"064-47-00-125"]
[null,null,null,null,null,null,"OPŠTINA ISPORUKE/ MUNICIPALITY",null,33,null,null,null,null,null,null,null,null,null,null,null,null,"Bač",null,null,"Bač",null,null,"Bač",null,null,"Bač",null,null,"Bač",null,null,"Bač",null,null,"Bač",null,null,"Bač",null,null,"Bač",null,null,"Bač",null,null,"Bač",null,null,"Bač",null,null,"Bač",null,null,"Bač",null,null,"Bač",null,null,"Bečej",null,null,"Bečej",null,null,"Bečej",null,null,"Bečej",null,null,"Bečej",null,null,"Bečej",null,null,"Bečej",null,null,"Bečej",null,null,"Bečej",null,null,null,null,null,null,null,null,null,null,null,null,null,null,null,null,null,null,null,null,null,null,null,null,null,null,null,null,null,null,null,null,null,null,null,null,null,null,null,null,null,null,null,null,null,null,null,null,null,null,null,null,null,null,null,null,null,null,null,null,null,null,"Mali Iđoš",null,null,"Mali Iđoš",null,null,null,null,null,null,null,null,null,null,null,"Novi Bečej",null,null,null,null,null,null,null,null,null,null,null,null,null,null,null,null,null,null,null,null,null,null,null,null,null,null,null,null,null,null,null,null,null,null,null,null,null,null,null,null,null,null,null,null,null,null,null,null,null,null,null,null,null,null,null,null,null,null,null,null,null,null,null,null,null,null,null,null,null,null,null,null,null,null,null,null,null,null,null,null,null,null,null,null,null,null,null,null,null,null,null,null,null,null,null,null,null,null,null,null,null,null,null,null,null,null,null,null,null,null,null,null,null,null,null,null,null,null,null,null,null,null,null,null,null,null,null,null,null,null,null,null,null,null,null,null,null,null,null,null,null,null,null,null,null,null,null,null,null,null,null,null,null,null,null,null,null,null,null,null,null,null,null,null,null,null,null,null,null,null,null,null,null,null,null,null,null,null,null,null,null,null,null,null,null,null,null,null,null,null,null,null,null,null,null,null,null,null,null,null,null,null,null,null,null,null,null,null,null,null,null,null,null,null,null,null,null,null,null,null,null,null,null,null,null,null,null,null,null,null,null,null,null,null,null,null,null,null,null,null,null,null,null,null,null,null,null,null,null,null,null,null,null,null,null,null,null,null,null,null,null,null,null,null,null,null,null,null,null,null,null,null,null,null,null,null,null,null,null,null,null,null,null,null,null,null,null,null,null,null,null,null,null,null,null,null,null,null,null,null,null,null,null,null,null,null,null,null,null,null,null,null,null,null,null,null,null,null,null,null,null,null,null,null,null,null,null,null,null,null,null,null,null,null,null,null,null,null,null,null,null,null,null,null,null,null,null,null,null,null,null,null,null,null,null,null,null,null,null,null,null,null,null,null,null,null,null,null,null,null,null,"Subotica",null,null,"Subotica",null,null,"Subotica",null,null,"Subotica",null,null,"Subotica",null,null,"Subotica"]
[null,null,null,null,null,null,"MESTO ISPORUKE/ CITY",null,33,null,null,null,null,null,null,null,null,null,null,null,null,"Plavna",null,null,"Bođani",null,null,"Bač",null,null,"Bođani",null,null,"Bač",null,null,"Vajska",null,null,"Bač",null,null,"Bođani",null,null,"Bač",null,null,"Bođani",null,null,"Plavna",null,null,"Vajska",null,null,"Bač",null,null,"Bođani",null,null,"Plavna",null,null,"Mileševo",null,null,"Bečej",null,null,"Bačko Petrovo Selo",null,null,"Bečej",null,null,"Bečej",null,null,"Bačko Gradište",null,null,"Bačko Petrovo Selo",null,null,"Bečej",null,null,"Bečej",null,null,null,null,null,null,null,null,null,null,null,null,null,null,null,null,null,null,null,null,null,null,null,null,null,null,null,null,null,null,null,null,null,null,null,null,null,null,null,null,null,null,null,null,null,null,null,null,null,null,null,null,null,null,null,null,null,null,null,null,null,null,"Lovćenac",null,null,"Feketić",null,null,null,null,null,null,null,null,null,null,null,"Bočar",null,null,null,null,null,null,null,null,null,null,null,null,null,null,null,null,null,null,null,null,null,null,null,null,null,null,null,null,null,null,null,null,null,null,null,null,null,null,null,null,null,null,null,null,null,null,null,null,null,null,null,null,null,null,null,null,null,null,null,null,null,null,null,null,null,null,null,null,null,null,null,null,null,null,null,null,null,null,null,null,null,null,null,null,null,null,null,null,null,null,null,null,null,null,null,null,null,null,null,null,null,null,null,null,null,null,null,null,null,null,null,null,null,null,null,null,null,null,null,null,null,null,null,null,null,null,null,null,null,null,null,null,null,null,null,null,null,null,null,null,null,null,null,null,null,null,null,null,null,null,null,null,null,null,null,null,null,null,null,null,null,null,null,null,null,null,null,null,null,null,null,null,null,null,null,null,null,null,null,null,null,null,null,null,null,null,null,null,null,null,null,null,null,null,null,null,null,null,null,null,null,null,null,null,null,null,null,null,null,null,null,null,null,null,null,null,null,null,null,null,null,null,null,null,null,null,null,null,null,null,null,null,null,null,null,null,null,null,null,null,null,null,null,null,null,null,null,null,null,null,null,null,null,null,null,null,null,null,null,null,null,null,null,null,null,null,null,null,null,null,null,null,null,null,null,null,null,null,null,null,null,null,null,null,null,null,null,null,null,null,null,null,null,null,null,null,null,null,null,null,null,null,null,null,null,null,null,null,null,null,null,null,null,null,null,null,null,null,null,null,null,null,null,null,null,null,null,null,null,null,null,null,null,null,null,null,null,null,null,null,null,null,null,null,null,null,null,null,null,null,null,null,null,null,null,null,null,null,null,null,null,null,null,null,null,null,null,null,null,null,null,"Kelebija",null,null,"Subotica",null,null,"Subotica",null,null,"Bajmok",null,null,"Subotica",null,null,"Subotica"]
[null,null,null,null,null,null,"LOKACIJA ISPORUKE/ LOCATION OF DELIVERY",null,33,null,null,null,null,null,null,null,null,null,null,null,null,"T. Markovića 18",null,null,"S. Markovića 14",null,null,"D. Đerđa 51",null,null,"N. Tesle 11",null,null,"7. jul 22",null,null,"Krajiška 39",null,null,"Ž. Zrenjanina 34",null,null,"Manastirska 7",null,null,"S. Markovića 34",null,null,"V. Karadžića 14",null,null,"B. Jedinstva 3",null,null,"C. Krst 61",null,null,"Ž. Zrenjanina 3",null,null,"Vojvođanska 64",null,null,"Štrosmajerova 1",null,null,"Jožef Atile 14",null,null,"Servo Mihalja 55",null,null,"Vuka Karadžića 71",null,null,"Adi Endre 75",null,null,"Hajduk Veljka br.12",null,null,"Vuka Karadžića 81",null,null,"Laze Kostića 30",null,null,"Miloša Crnjanskog 17",null,null,"Zmaj Jovina 95",null,null,null,null,null,null,null,null,null,null,null,null,null,null,null,null,null,null,null,null,null,null,null,null,null,null,null,null,null,null,null,null,null,null,null,null,null,null,null,null,null,null,null,null,null,null,null,null,null,null,null,null,null,null,null,null,null,null,null,null,null,null,"P. Ćetkovića 3",null,null,"Grobljanska 6",null,null,null,null,null,null,null,null,null,null,null,"Jugoslovenska 43",null,null,null,null,null,null,null,null,null,null,null,null,null,null,null,null,null,null,null,null,null,null,null,null,null,null,null,null,null,null,null,null,null,null,null,null,null,null,null,null,null,null,null,null,null,null,null,null,null,null,null,null,null,null,null,null,null,null,null,null,null,null,null,null,null,null,null,null,null,null,null,null,null,null,null,null,null,null,null,null,null,null,null,null,null,null,null,null,null,null,null,null,null,null,null,null,null,null,null,null,null,null,null,null,null,null,null,null,null,null,null,null,null,null,null,null,null,null,null,null,null,null,null,null,null,null,null,null,null,null,null,null,null,null,null,null,null,null,null,null,null,null,null,null,null,null,null,null,null,null,null,null,null,null,null,null,null,null,null,null,null,null,null,null,null,null,null,null,null,null,null,null,null,null,null,null,null,null,null,null,null,null,null,null,null,null,null,null,null,null,null,null,null,null,null,null,null,null,null,null,null,null,null,null,null,null,null,null,null,null,null,null,null,null,null,null,null,null,null,null,null,null,null,null,null,null,null,null,null,null,null,null,null,null,null,null,null,null,null,null,null,null,null,null,null,null,null,null,null,null,null,null,null,null,null,null,null,null,null,null,null,null,null,null,null,null,null,null,null,null,null,null,null,null,null,null,null,null,null,null,null,null,null,null,null,null,null,null,null,null,null,null,null,null,null,null,null,null,null,null,null,null,null,null,null,null,null,null,null,null,null,null,null,null,null,null,null,null,null,null,null,null,null,null,null,null,null,null,null,null,null,null,null,null,null,null,null,null,null,null,null,null,null,null,null,null,null,null,null,null,null,null,null,null,null,null,null,null,null,null,null,null,null,null,null,null,null,null,null,null,null,"Put Edvarda Karedelja 276",null,null,"Svetozara Miletića 46",null,null,"Antona Aškerca 64/5",null,null,"Mije Mandića 22",null,null,"Leonarda da Vinčija 19",null,null,"Pokret nesvrstanih 57"]
[null,null,null,null,null,null,"UKUPNO PO KORISNIKU/ TOTAL BY BENEFICIARY",null,33,null,null,null,null,null,null,null,null,null,null,null,null,{"$f":"W267","v":0},null,null,{"$f":"Z267","v":0},null,null,{"$f":"AC267","v":0},null,null,{"$f":"AF267","v":0},null,null,{"$f":"AI267","v":0},null,null,{"$f":"AL267","v":0},null,null,{"$f":"AO267","v":0},null,null,{"$f":"AR267","v":0},null,null,{"$f":"AU267","v":0},null,null,{"$f":"AX267","v":0},null,null,{"$f":"BA267","v":0},null,null,{"$f":"BD267","v":0},null,null,{"$f":"BG267","v":0},null,null,{"$f":"BJ267","v":0},null,null,{"$f":"BM267","v":0},null,null,{"$f":"BP267","v":0},null,null,{"$f":"BS267","v":0},null,null,{"$f":"BV267","v":0},null,null,{"$f":"BY267","v":0},null,null,{"$f":"CB267","v":0},null,null,{"$f":"CE267","v":0},null,null,{"$f":"CH267","v":0},null,null,{"$f":"CK267","v":0},null,null,{"$f":"CN267","v":0},null,null,null,null,null,null,null,null,null,null,null,null,null,null,null,null,null,null,null,null,null,null,null,null,null,null,null,null,null,null,null,null,null,null,null,null,null,null,null,null,null,null,null,null,null,null,null,null,null,null,null,null,null,null,null,null,null,null,null,null,null,null,{"$f":"EY267","v":0},null,null,{"$f":"FB267","v":0},null,null,null,null,null,null,null,null,null,null,null,{"$f":"FN267","v":0},null,null,null,null,null,null,null,null,null,null,null,null,null,null,null,null,null,null,null,null,null,null,null,null,null,null,null,null,null,null,null,null,null,null,null,null,null,null,null,null,null,null,null,null,null,null,null,null,null,null,null,null,null,null,null,null,null,null,null,null,null,null,null,null,null,null,null,null,null,null,null,null,null,null,null,null,null,null,null,null,null,null,null,null,null,null,null,null,null,null,null,null,null,null,null,null,null,null,null,null,null,null,null,null,null,null,null,null,null,null,null,null,null,null,null,null,null,null,null,null,null,null,null,null,null,null,null,null,null,null,null,null,null,null,null,null,null,null,null,null,null,null,null,null,null,null,null,null,null,null,null,null,null,null,null,null,null,null,null,null,null,null,null,null,null,null,null,null,null,null,null,null,null,null,null,null,null,null,null,null,null,null,null,null,null,null,null,null,null,null,null,null,null,null,null,null,null,null,null,null,null,null,null,null,null,null,null,null,null,null,null,null,null,null,null,null,null,null,null,null,null,null,null,null,null,null,null,null,null,null,null,null,null,null,null,null,null,null,null,null,null,null,null,null,null,null,null,null,null,null,null,null,null,null,null,null,null,null,null,null,null,null,null,null,null,null,null,null,null,null,null,null,null,null,null,null,null,null,null,null,null,null,null,null,null,null,null,null,null,null,null,null,null,null,null,null,null,null,null,null,null,null,null,null,null,null,null,null,null,null,null,null,null,null,null,null,null,null,null,null,null,null,null,null,null,null,null,null,null,null,null,null,null,null,null,null,null,null,null,null,null,null,null,null,null,null,null,null,null,null,null,null,null,null,null,null,null,null,null,null,null,null,null,null,null,null,null,null,null,null,null,{"$f":"TV267","v":0},null,null,{"$f":"TY267","v":0},null,null,{"$f":"UB267","v":0},null,null,{"$f":"UE267","v":0},null,null,{"$f":"UH267","v":0},null,null,{"$f":"UK267","v":0}]
[]
["KOD/\nCODE",null,null,"Opis građevinskog materijala ","Description of building materials","Jed.\nprod./\nUNIT","Jedinična\nprod.cena/\nUNIT PRICE ","Zbir Količina po materijalima/\nSUM QTY","ZBIR UKUPNO PO MATERIJALIMA/\nSUM PRICE",null,null,null,null,null,null,null,null,null,null,null,null,"Količina/\nQTY","UKUPNO/\nTOTAL",null,"Količina/\nQTY","UKUPNO/\nTOTAL",null,"Količina/\nQTY","UKUPNO/\nTOTAL",null,"Količina/\nQTY","UKUPNO/\nTOTAL",null,"Količina/\nQTY","UKUPNO/\nTOTAL",null,"Količina/\nQTY","UKUPNO/\nTOTAL",null,"Količina/\nQTY","UKUPNO/\nTOTAL",null,"Količina/\nQTY","UKUPNO/\nTOTAL",null,"Količina/\nQTY","UKUPNO/\nTOTAL",null,"Količina/\nQTY","UKUPNO/\nTOTAL",null,"Količina/\nQTY","UKUPNO/\nTOTAL",null,"Količina/\nQTY","UKUPNO/\nTOTAL",null,"Količina/\nQTY","UKUPNO/\nTOTAL",null,"Količina/\nQTY","UKUPNO/\nTOTAL",null,"Količina/\nQTY","UKUPNO/\nTOTAL",null,"Količina/\nQTY","UKUPNO/\nTOTAL",null,"Količina/\nQTY","UKUPNO/\nTOTAL",null,"Količina/\nQTY","UKUPNO/\nTOTAL",null,"Količina/\nQTY","UKUPNO/\nTOTAL",null,"Količina/\nQTY","UKUPNO/\nTOTAL",null,"Količina/\nQTY","UKUPNO/\nTOTAL",null,"Količina/\nQTY","UKUPNO/\nTOTAL",null,"Količina/\nQTY","UKUPNO/\nTOTAL",null,"Količina/\nQTY","UKUPNO/\nTOTAL",null,null,null,null,null,null,null,null,null,null,null,null,null,null,null,null,null,null,null,null,null,null,null,null,null,null,null,null,null,null,null,null,null,null,null,null,null,null,null,null,null,null,null,null,null,null,null,null,null,null,null,null,null,null,null,null,null,null,null,null,null,"Količina/\nQTY","UKUPNO/\nTOTAL",null,"Količina/\nQTY","UKUPNO/\nTOTAL",null,null,null,null,null,null,null,null,null,null,"Količina/\nQTY","UKUPNO/\nTOTAL",null,null,null,null,null,null,null,null,null,null,null,null,null,null,null,null,null,null,null,null,null,null,null,null,null,null,null,null,null,null,null,null,null,null,null,null,null,null,null,null,null,null,null,null,null,null,null,null,null,null,null,null,null,null,null,null,null,null,null,null,null,null,null,null,null,null,null,null,null,null,null,null,null,null,null,null,null,null,null,null,null,null,null,null,null,null,null,null,null,null,null,null,null,null,null,null,null,null,null,null,null,null,null,null,null,null,null,null,null,null,null,null,null,null,null,null,null,null,null,null,null,null,null,null,null,null,null,null,null,null,null,null,null,null,null,null,null,null,null,null,null,null,null,null,null,null,null,null,null,null,null,null,null,null,null,null,null,null,null,null,null,null,null,null,null,null,null,null,null,null,null,null,null,null,null,null,null,null,null,null,null,null,null,null,null,null,null,null,null,null,null,null,null,null,null,null,null,null,null,null,null,null,null,null,null,null,null,null,null,null,null,null,null,null,null,null,null,null,null,null,null,null,null,null,null,null,null,null,null,null,null,null,null,null,null,null,null,null,null,null,null,null,null,null,null,null,null,null,null,null,null,null,null,null,null,null,null,null,null,null,null,null,null,null,null,null,null,null,null,null,null,null,null,null,null,null,null,null,null,null,null,null,null,null,null,null,null,null,null,null,null,null,null,null,null,null,null,null,null,null,null,null,null,null,null,null,null,null,null,null,null,null,null,null,null,null,null,null,null,null,null,null,null,null,null,null,null,null,null,null,null,null,null,null,null,null,null,null,null,null,null,null,null,null,null,null,null,null,null,null,null,null,null,null,null,null,null,null,null,null,null,null,null,null,null,null,null,null,null,null,"Količina/\nQTY","UKUPNO/\nTOTAL",null,"Količina/\nQTY","UKUPNO/\nTOTAL",null,"Količina/\nQTY","UKUPNO/\nTOTAL",null,"Količina/\nQTY","UKUPNO/\nTOTAL",null,"Količina/\nQTY","UKUPNO/\nTOTAL",null,"Količina/\nQTY","UKUPNO/\nTOTAL"]
[null,null,null,null,null,null,null,null,null,null,null,null,null,null,null,null,null,null,null,null,null,{"$f":"CONCATENATE(\"ID\",V2)","v":"ID6"},null,null,{"$f":"CONCATENATE(\"ID\",Y2)","v":"ID7"},null,null,{"$f":"CONCATENATE(\"ID\",AB2)","v":"ID8"},null,null,{"$f":"CONCATENATE(\"ID\",AE2)","v":"ID9"},null,null,{"$f":"CONCATENATE(\"ID\",AH2)","v":"ID10"},null,null,{"$f":"CONCATENATE(\"ID\",AK2)","v":"ID11"},null,null,{"$f":"CONCATENATE(\"ID\",AN2)","v":"ID12"},null,null,{"$f":"CONCATENATE(\"ID\",AQ2)","v":"ID13"},null,null,{"$f":"CONCATENATE(\"ID\",AT2)","v":"ID15"},null,null,{"$f":"CONCATENATE(\"ID\",AW2)","v":"ID16"},null,null,{"$f":"CONCATENATE(\"ID\",AZ2)","v":"ID17"},null,null,{"$f":"CONCATENATE(\"ID\",BC2)","v":"ID19"},null,null,{"$f":"CONCATENATE(\"ID\",BF2)","v":"ID20"},null,null,{"$f":"CONCATENATE(\"ID\",BI2)","v":"ID23"},null,null,{"$f":"CONCATENATE(\"ID\",BL2)","v":"ID24"},null,null,{"$f":"CONCATENATE(\"ID\",BO2)","v":"ID25"},null,null,{"$f":"CONCATENATE(\"ID\",BR2)","v":"ID26"},null,null,{"$f":"CONCATENATE(\"ID\",BU2)","v":"ID27"},null,null,{"$f":"CONCATENATE(\"ID\",BX2)","v":"ID28"},null,null,{"$f":"CONCATENATE(\"ID\",CA2)","v":"ID29"},null,null,{"$f":"CONCATENATE(\"ID\",CD2)","v":"ID30"},null,null,{"$f":"CONCATENATE(\"ID\",CG2)","v":"ID31"},null,null,{"$f":"CONCATENATE(\"ID\",CJ2)","v":"ID33"},null,null,{"$f":"CONCATENATE(\"ID\",CM2)","v":"ID34"},null,null,null,null,null,null,null,null,null,null,null,null,null,null,null,null,null,null,null,null,null,null,null,null,null,null,null,null,null,null,null,null,null,null,null,null,null,null,null,null,null,null,null,null,null,null,null,null,null,null,null,null,null,null,null,null,null,null,null,null,null,null,{"$f":"CONCATENATE(\"ID\",EX2)","v":"ID56"},null,null,{"$f":"CONCATENATE(\"ID\",FA2)","v":"ID57"},null,null,null,null,null,null,null,null,null,null,null,{"$f":"CONCATENATE(\"ID\",FM2)","v":"ID61"},null,null,null,null,null,null,null,null,null,null,null,null,null,null,null,null,null,null,null,null,null,null,null,null,null,null,null,null,null,null,null,null,null,null,null,null,null,null,null,null,null,null,null,null,null,null,null,null,null,null,null,null,null,null,null,null,null,null,null,null,null,null,null,null,null,null,null,null,null,null,null,null,null,null,null,null,null,null,null,null,null,null,null,null,null,null,null,null,null,null,null,null,null,null,null,null,null,null,null,null,null,null,null,null,null,null,null,null,null,null,null,null,null,null,null,null,null,null,null,null,null,null,null,null,null,null,null,null,null,null,null,null,null,null,null,null,null,null,null,null,null,null,null,null,null,null,null,null,null,null,null,null,null,null,null,null,null,null,null,null,null,null,null,null,null,null,null,null,null,null,null,null,null,null,null,null,null,null,null,null,null,null,null,null,null,null,null,null,null,null,null,null,null,null,null,null,null,null,null,null,null,null,null,null,null,null,null,null,null,null,null,null,null,null,null,null,null,null,null,null,null,null,null,null,null,null,null,null,null,null,null,null,null,null,null,null,null,null,null,null,null,null,null,null,null,null,null,null,null,null,null,null,null,null,null,null,null,null,null,null,null,null,null,null,null,null,null,null,null,null,null,null,null,null,null,null,null,null,null,null,null,null,null,null,null,null,null,null,null,null,null,null,null,null,null,null,null,null,null,null,null,null,null,null,null,null,null,null,null,null,null,null,null,null,null,null,null,null,null,null,null,null,null,null,null,null,null,null,null,null,null,null,null,null,null,null,null,null,null,null,null,null,null,null,null,null,null,null,null,null,null,null,null,null,null,null,null,null,null,null,null,null,null,null,null,null,null,null,null,null,null,{"$f":"CONCATENATE(\"ID\",TU2)","v":"ID188"},null,null,{"$f":"CONCATENATE(\"ID\",TX2)","v":"ID189"},null,null,{"$f":"CONCATENATE(\"ID\",UA2)","v":"ID190"},null,null,{"$f":"CONCATENATE(\"ID\",UD2)","v":"ID191"},null,null,{"$f":"CONCATENATE(\"ID\",UG2)","v":"ID192"},null,null,{"$f":"CONCATENATE(\"ID\",UJ2)","v":"ID193"}]
[1,"A",null,"OSNOVNI GRAĐEVINSKI MATERIJAL","BASIC BUILDING MATERIALS"]
["1.1","O",1,"Cement  za betone do MB 30","Cement for concrete up to 30 MB","kg",{"$f":"CENA!G5","v":0},{"$f":"J14+M14+P14+S14+AQ14+CJ14+DK14+FD14+V14+Y14+AB14+AE14+AH14+AK14+AN14+AT14+AW14+AZ14+BC14+BF14+BI14+BL14+BO14+BR14+BU14+BX14+CA14+CD14+CG14+CM14+CP14+CS14+CV14+CY14+DB14+DE14+DH14+DN14+DQ14+DT14+DW14+DZ14+EC14+EF14+EI14+EL14+EO14+ER14+EU14+EX14+FA14+FG14+FJ14+FM14+FP14+FS14+FV14+FY14+GB14+GE14+GH14+GK14+GN14+GQ14+GT14+GW14+GZ14+HC14+HF14+HI14+HL14+HO14+HR14+HU14+HX14+IA14+ID14+IG14+IJ14+IM14+IP14+IS14+IV14+IY14+JB14+JE14+JH14+JK14+JN14+JQ14+JT14+JW14+JZ14+KC14+KF14+KI14+KL14+KO14+KR14+KU14+KX14+LA14+LD14+LG14+LJ14+LM14+LP14+LS14+LV14+LY14+MB14+ME14+MH14+MK14+MN14+MQ14+MT14+MW14+MZ14+NC14+NF14+NI14+NL14+NO14+NR14+NU14+NX14+OA14+OD14+OG14+OJ14+OM14+OP14+OS14+OV14+OY14+PB14+PE14+PH14+PK14+PN14+PQ14+PT14+PW14+PZ14+QC14+QF14+QI14+QL14+QO14+QR14+QU14+QX14+RA14+RD14+RG14+RJ14+RM14+RP14+RS14+RV14+RY14+SB14+SE14+SH14+SK14+SN14+SQ14+ST14+SW14+SZ14+TC14+TF14+TI14+TL14+TO14+TR14+TU14+TX14+UA14+UD14+UG14+UJ14+UM14+UP14+US14","v":59150},{"$f":"G14*H14","v":0},null,null,null,null,null,null,null,null,null,null,null,null,null,{"$f":"$G14*V14","v":0},null,1000,{"$f":"$G14*Y14","v":0},null,4000,{"$f":"$G14*AB14","v":0},null,null,{"$f":"$G14*AE14","v":0},null,1000,{"$f":"$G14*AH14","v":0},null,6000,{"$f":"$G14*AK14","v":0},null,null,{"$f":"$G14*AN14","v":0},null,4000,{"$f":"$G14*AQ14","v":0},null,null,{"$f":"$G14*AT14","v":0},null,2000,{"$f":"$G14*AW14","v":0},null,null,{"$f":"$G14*AZ14","v":0},null,2000,{"$f":"$G14*BC14","v":0},null,4000,{"$f":"$G14*BF14","v":0},null,4000,{"$f":"$G14*BI14","v":0},null,6000,{"$f":"$G14*BL14","v":0},null,3500,{"$f":"$G14*BO14","v":0},null,550,{"$f":"$G14*BR14","v":0},null,null,{"$f":"$G14*BU14","v":0},null,3000,{"$f":"$G14*BX14","v":0},null,1700,{"$f":"$G14*CA14","v":0},null,null,{"$f":"$G14*CD14","v":0},null,null,{"$f":"$G14*CG14","v":0},null,null,{"$f":"$G14*CJ14","v":0},null,2000,{"$f":"$G14*CM14","v":0},null,null,null,null,null,null,null,null,null,null,null,null,null,null,null,null,null,null,null,null,null,null,null,null,null,null,null,null,null,null,null,null,null,null,null,null,null,null,null,null,null,null,null,null,null,null,null,null,null,null,null,null,null,null,null,null,null,null,null,null,null,400,{"$f":"$G14*EX14","v":0},null,null,{"$f":"$G14*FA14","v":0},null,null,null,null,null,null,null,null,null,null,null,{"$f":"$G14*FM14","v":0},null,null,null,null,null,null,null,null,null,null,null,null,null,null,null,null,null,null,null,null,null,null,null,null,null,null,null,null,null,null,null,null,null,null,null,null,null,null,null,null,null,null,null,null,null,null,null,null,null,null,null,null,null,null,null,null,null,null,null,null,null,null,null,null,null,null,null,null,null,null,null,null,null,null,null,null,null,null,null,null,null,null,null,null,null,null,null,null,null,null,null,null,null,null,null,null,null,null,null,null,null,null,null,null,null,null,null,null,null,null,null,null,null,null,null,null,null,null,null,null,null,null,null,null,null,null,null,null,null,null,null,null,null,null,null,null,null,null,null,null,null,null,null,null,null,null,null,null,null,null,null,null,null,null,null,null,null,null,null,null,null,null,null,null,null,null,null,null,null,null,null,null,null,null,null,null,null,null,null,null,null,null,null,null,null,null,null,null,null,null,null,null,null,null,null,null,null,null,null,null,null,null,null,null,null,null,null,null,null,null,null,null,null,null,null,null,null,null,null,null,null,null,null,null,null,null,null,null,null,null,null,null,null,null,null,null,null,null,null,null,null,null,null,null,null,null,null,null,null,null,null,null,null,null,null,null,null,null,null,null,null,null,null,null,null,null,null,null,null,null,null,null,null,null,null,null,null,null,null,null,null,null,null,null,null,null,null,null,null,null,null,null,null,null,null,null,null,null,null,null,null,null,null,null,null,null,null,null,null,null,null,null,null,null,null,null,null,null,null,null,null,null,null,null,null,null,null,null,null,null,null,null,null,null,null,null,null,null,null,null,null,null,null,null,null,null,null,null,null,null,null,null,null,null,null,null,null,null,null,null,null,null,null,null,null,null,null,null,null,null,5000,{"$f":"$G14*TU14","v":0},null,null,{"$f":"$G14*TX14","v":0},null,1000,{"$f":"$G14*UA14","v":0},null,2000,{"$f":"$G14*UD14","v":0},null,2000,{"$f":"$G14*UG14","v":0},null,4000,{"$f":"$G14*UJ14","v":0}]
["1.2","O",2,"Hidratisani gašeni kreč pripremljen u prahu","Hydrated slaked lime powdered","kg",{"$f":"CENA!G6","v":0},{"$f":"J15+M15+P15+S15+AQ15+CJ15+DK15+FD15+V15+Y15+AB15+AE15+AH15+AK15+AN15+AT15+AW15+AZ15+BC15+BF15+BI15+BL15+BO15+BR15+BU15+BX15+CA15+CD15+CG15+CM15+CP15+CS15+CV15+CY15+DB15+DE15+DH15+DN15+DQ15+DT15+DW15+DZ15+EC15+EF15+EI15+EL15+EO15+ER15+EU15+EX15+FA15+FG15+FJ15+FM15+FP15+FS15+FV15+FY15+GB15+GE15+GH15+GK15+GN15+GQ15+GT15+GW15+GZ15+HC15+HF15+HI15+HL15+HO15+HR15+HU15+HX15+IA15+ID15+IG15+IJ15+IM15+IP15+IS15+IV15+IY15+JB15+JE15+JH15+JK15+JN15+JQ15+JT15+JW15+JZ15+KC15+KF15+KI15+KL15+KO15+KR15+KU15+KX15+LA15+LD15+LG15+LJ15+LM15+LP15+LS15+LV15+LY15+MB15+ME15+MH15+MK15+MN15+MQ15+MT15+MW15+MZ15+NC15+NF15+NI15+NL15+NO15+NR15+NU15+NX15+OA15+OD15+OG15+OJ15+OM15+OP15+OS15+OV15+OY15+PB15+PE15+PH15+PK15+PN15+PQ15+PT15+PW15+PZ15+QC15+QF15+QI15+QL15+QO15+QR15+QU15+QX15+RA15+RD15+RG15+RJ15+RM15+RP15+RS15+RV15+RY15+SB15+SE15+SH15+SK15+SN15+SQ15+ST15+SW15+SZ15+TC15+TF15+TI15+TL15+TO15+TR15+TU15+TX15+UA15+UD15+UG15+UJ15+UM15+UP15+US15","v":0},{"$f":"G15*H15","v":0},null,null,null,null,null,null,null,null,null,null,null,null,null,{"$f":"$G15*V15","v":0},null,null,{"$f":"$G15*Y15","v":0},null,null,{"$f":"$G15*AB15","v":0},null,null,{"$f":"$G15*AE15","v":0},null,null,{"$f":"$G15*AH15","v":0},null,null,{"$f":"$G15*AK15","v":0},null,null,{"$f":"$G15*AN15","v":0},null,null,{"$f":"$G15*AQ15","v":0},null,null,{"$f":"$G15*AT15","v":0},null,null,{"$f":"$G15*AW15","v":0},null,null,0,null,null,{"$f":"$G15*BC15","v":0},null,null,{"$f":"$G15*BF15","v":0},null,null,{"$f":"$G15*BI15","v":0},null,null,{"$f":"$G15*BL15","v":0},null,null,{"$f":"$G15*BO15","v":0},null,null,{"$f":"$G15*BR15","v":0},null,null,{"$f":"$G15*BU15","v":0},null,0,{"$f":"$G15*BX15","v":0},null,null,{"$f":"$G15*CA15","v":0},null,null,{"$f":"$G15*CD15","v":0},null,null,{"$f":"$G15*CG15","v":0},null,null,0,null,null,0,null,null,null,null,null,null,null,null,null,null,null,null,null,null,null,null,null,null,null,null,null,null,null,null,null,null,null,null,null,null,null,null,null,null,null,null,null,null,null,null,null,null,null,null,null,null,null,null,null,null,null,null,null,null,null,null,null,null,null,null,null,null,{"$f":"$G15*EX15","v":0},null,null,{"$f":"$G15*FA15","v":0},null,null,null,null,null,null,null,null,null,null,null,{"$f":"$G15*FM15","v":0},null,null,null,null,null,null,null,null,null,null,null,null,null,null,null,null,null,null,null,null,null,null,null,null,null,null,null,null,null,null,null,null,null,null,null,null,null,null,null,null,null,null,null,null,null,null,null,null,null,null,null,null,null,null,null,null,null,null,null,null,null,null,null,null,null,null,null,null,null,null,null,null,null,null,null,null,null,null,null,null,null,null,null,null,null,null,null,null,null,null,null,null,null,null,null,null,null,null,null,null,null,null,null,null,null,null,null,null,null,null,null,null,null,null,null,null,null,null,null,null,null,null,null,null,null,null,null,null,null,null,null,null,null,null,null,null,null,null,null,null,null,null,null,null,null,null,null,null,null,null,null,null,null,null,null,null,null,null,null,null,null,null,null,null,null,null,null,null,null,null,null,null,null,null,null,null,null,null,null,null,null,null,null,null,null,null,null,null,null,null,null,null,null,null,null,null,null,null,null,null,null,null,null,null,null,null,null,null,null,null,null,null,null,null,null,null,null,null,null,null,null,null,null,null,null,null,null,null,null,null,null,null,null,null,null,null,null,null,null,null,null,null,null,null,null,null,null,null,null,null,null,null,null,null,null,null,null,null,null,null,null,null,null,null,null,null,null,null,null,null,null,null,null,null,null,null,null,null,null,null,null,null,null,null,null,null,null,null,null,null,null,null,null,null,null,null,null,null,null,null,null,null,null,null,null,null,null,null,null,null,null,null,null,null,null,null,null,null,null,null,null,null,null,null,null,null,null,null,null,null,null,null,null,null,null,null,null,null,null,null,null,null,null,null,null,null,null,null,null,null,null,null,null,null,null,null,null,null,null,null,null,null,null,null,null,null,null,null,null,null,null,{"$f":"$G15*TU15","v":0},null,null,{"$f":"$G15*TX15","v":0},null,null,{"$f":"$G15*UA15","v":0},null,null,{"$f":"$G15*UD15","v":0},null,null,{"$f":"$G15*UG15","v":0},null,null,{"$f":"$G15*UJ15","v":0}]
["1.3","O",3,"Rebrasto betonsko gvožđe (RA) ","Ribbed reinforcement steel","/","/","/","/",null,null,null,null,null,null,null,null,null,null,null,null,"/","/",null,"/","/",null,"/","/",null,"/","/",null,"/","/",null,"/","/",null,"/","/",null,"/","/",null,"/","/",null,"/","/",null,"/","/",null,"/","/",null,"/","/",null,"/","/",null,"/","/",null,"/","/",null,"/","/",null,"/","/",null,"/","/",null,"/","/",null,"/","/",null,"/","/",null,"/","/",null,"/","/",null,null,null,null,null,null,null,null,null,null,null,null,null,null,null,null,null,null,null,null,null,null,null,null,null,null,null,null,null,null,null,null,null,null,null,null,null,null,null,null,null,null,null,null,null,null,null,null,null,null,null,null,null,null,null,null,null,null,null,null,null,"/","/",null,"/","/",null,null,null,null,null,null,null,null,null,null,"/","/",null,null,null,null,null,null,null,null,null,null,null,null,null,null,null,null,null,null,null,null,null,null,null,null,null,null,null,null,null,null,null,null,null,null,null,null,null,null,null,null,null,null,null,null,null,null,null,null,null,null,null,null,null,null,null,null,null,null,null,null,null,null,null,null,null,null,null,null,null,null,null,null,null,null,null,null,null,null,null,null,null,null,null,null,null,null,null,null,null,null,null,null,null,null,null,null,null,null,null,null,null,null,null,null,null,null,null,null,null,null,null,null,null,null,null,null,null,null,null,null,null,null,null,null,null,null,null,null,null,null,null,null,null,null,null,null,null,null,null,null,null,null,null,null,null,null,null,null,null,null,null,null,null,null,null,null,null,null,null,null,null,null,null,null,null,null,null,null,null,null,null,null,null,null,null,null,null,null,null,null,null,null,null,null,null,null,null,null,null,null,null,null,null,null,null,null,null,null,null,null,null,null,null,null,null,null,null,null,null,null,null,null,null,null,null,null,null,null,null,null,null,null,null,null,null,null,null,null,null,null,null,null,null,null,null,null,null,null,null,null,null,null,null,null,null,null,null,null,null,null,null,null,null,null,null,null,null,null,null,null,null,null,null,null,null,null,null,null,null,null,null,null,null,null,null,null,null,null,null,null,null,null,null,null,null,null,null,null,null,null,null,null,null,null,null,null,null,null,null,null,null,null,null,null,null,null,null,null,null,null,null,null,null,null,null,null,null,null,null,null,null,null,null,null,null,null,null,null,null,null,null,null,null,null,null,null,null,null,null,null,null,null,null,null,null,null,null,null,null,null,null,null,null,null,null,null,null,null,null,null,null,null,null,null,null,null,null,null,null,null,"/","/",null,"/","/",null,"/","/",null,"/","/",null,"/","/",null,"/","/"]
["1.3.1",null,"A","10 mm   - dužine 12m","10 mm   - length 12m ","kg",{"$f":"CENA!G8","v":0},{"$f":"J17+M17+P17+S17+AQ17+CJ17+DK17+FD17+V17+Y17+AB17+AE17+AH17+AK17+AN17+AT17+AW17+AZ17+BC17+BF17+BI17+BL17+BO17+BR17+BU17+BX17+CA17+CD17+CG17+CM17+CP17+CS17+CV17+CY17+DB17+DE17+DH17+DN17+DQ17+DT17+DW17+DZ17+EC17+EF17+EI17+EL17+EO17+ER17+EU17+EX17+FA17+FG17+FJ17+FM17+FP17+FS17+FV17+FY17+GB17+GE17+GH17+GK17+GN17+GQ17+GT17+GW17+GZ17+HC17+HF17+HI17+HL17+HO17+HR17+HU17+HX17+IA17+ID17+IG17+IJ17+IM17+IP17+IS17+IV17+IY17+JB17+JE17+JH17+JK17+JN17+JQ17+JT17+JW17+JZ17+KC17+KF17+KI17+KL17+KO17+KR17+KU17+KX17+LA17+LD17+LG17+LJ17+LM17+LP17+LS17+LV17+LY17+MB17+ME17+MH17+MK17+MN17+MQ17+MT17+MW17+MZ17+NC17+NF17+NI17+NL17+NO17+NR17+NU17+NX17+OA17+OD17+OG17+OJ17+OM17+OP17+OS17+OV17+OY17+PB17+PE17+PH17+PK17+PN17+PQ17+PT17+PW17+PZ17+QC17+QF17+QI17+QL17+QO17+QR17+QU17+QX17+RA17+RD17+RG17+RJ17+RM17+RP17+RS17+RV17+RY17+SB17+SE17+SH17+SK17+SN17+SQ17+ST17+SW17+SZ17+TC17+TF17+TI17+TL17+TO17+TR17+TU17+TX17+UA17+UD17+UG17+UJ17+UM17+UP17+US17","v":696.59999999999991},{"$f":"G17*H17","v":0},null,null,null,null,null,null,null,null,null,null,null,null,null,{"$f":"$G17*V17","v":0},{"$f":"V17/$UW$17","v":0},null,{"$f":"$G17*Y17","v":0},{"$f":"Y17/$UW$17","v":0},null,{"$f":"$G17*AB17","v":0},{"$f":"AB17/$UW$17","v":0},null,{"$f":"$G17*AE17","v":0},{"$f":"AE17/$UW$17","v":0},null,{"$f":"$G17*AH17","v":0},{"$f":"AH17/$UW$17","v":0},92.88,{"$f":"$G17*AK17","v":0},{"$f":"AK17/$UW$17","v":11.999999999999998},null,{"$f":"$G17*AN17","v":0},{"$f":"AN17/$UW$17","v":0},null,{"$f":"$G17*AQ17","v":0},{"$f":"AQ17/$UW$17","v":0},null,{"$f":"$G17*AT17","v":0},{"$f":"AT17/$UW$17","v":0},null,{"$f":"$G17*AW17","v":0},{"$f":"AW17/$UW$17","v":0},null,{"$f":"$G17*AZ17","v":0},{"$f":"AZ17/$UW$17","v":0},null,{"$f":"$G17*BC17","v":0},{"$f":"BC17/$UW$17","v":0},77.400000000000006,{"$f":"$G17*BF17","v":0},{"$f":"BF17/$UW$17","v":10},108.36,{"$f":"$G17*BI17","v":0},{"$f":"BI17/$UW$17","v":14},232.20000000000002,{"$f":"$G17*BL17","v":0},{"$f":"BL17/$UW$17","v":30},null,{"$f":"$G17*BO17","v":0},{"$f":"BO17/$UW$17","v":0},null,{"$f":"$G17*BR17","v":0},{"$f":"BR17/$UW$17","v":0},null,{"$f":"$G17*BU17","v":0},{"$f":"BU17/$UW$17","v":0},61.92,{"$f":"$G17*BX17","v":0},{"$f":"BX17/$UW$17","v":8},null,{"$f":"$G17*CA17","v":0},{"$f":"CA17/$UW$17","v":0},null,{"$f":"$G17*CD17","v":0},{"$f":"CD17/$UW$17","v":0},null,{"$f":"$G17*CG17","v":0},{"$f":"CG17/$UW$17","v":0},null,{"$f":"$G17*CJ17","v":0},{"$f":"CJ17/$UW$17","v":0},null,{"$f":"$G17*CM17","v":0},{"$f":"CM17/$UW$17","v":0},null,null,null,null,null,null,null,null,null,null,null,null,null,null,null,null,null,null,null,null,null,null,null,null,null,null,null,null,null,null,null,null,null,null,null,null,null,null,null,null,null,null,null,null,null,null,null,null,null,null,null,null,null,null,null,null,null,null,null,null,null,{"$f":"$G17*EX17","v":0},{"$f":"EX17/$UW$17","v":0},null,{"$f":"$G17*FA17","v":0},{"$f":"FA17/$UW$17","v":0},null,null,null,null,null,null,null,null,null,null,{"$f":"$G17*FM17","v":0},{"$f":"FM17/$UW$17","v":0},null,null,null,null,null,null,null,null,null,null,null,null,null,null,null,null,null,null,null,null,null,null,null,null,null,null,null,null,null,null,null,null,null,null,null,null,null,null,null,null,null,null,null,null,null,null,null,null,null,null,null,null,null,null,null,null,null,null,null,null,null,null,null,null,null,null,null,null,null,null,null,null,null,null,null,null,null,null,null,null,null,null,null,null,null,null,null,null,null,null,null,null,null,null,null,null,null,null,null,null,null,null,null,null,null,null,null,null,null,null,null,null,null,null,null,null,null,null,null,null,null,null,null,null,null,null,null,null,null,null,null,null,null,null,null,null,null,null,null,null,null,null,null,null,null,null,null,null,null,null,null,null,null,null,null,null,null,null,null,null,null,null,null,null,null,null,null,null,null,null,null,null,null,null,null,null,null,null,null,null,null,null,null,null,null,null,null,null,null,null,null,null,null,null,null,null,null,null,null,null,null,null,null,null,null,null,null,null,null,null,null,null,null,null,null,null,null,null,null,null,null,null,null,null,null,null,null,null,null,null,null,null,null,null,null,null,null,null,null,null,null,null,null,null,null,null,null,null,null,null,null,null,null,null,null,null,null,null,null,null,null,null,null,null,null,null,null,null,null,null,null,null,null,null,null,null,null,null,null,null,null,null,null,null,null,null,null,null,null,null,null,null,null,null,null,null,null,null,null,null,null,null,null,null,null,null,null,null,null,null,null,null,null,null,null,null,null,null,null,null,null,null,null,null,null,null,null,null,null,null,null,null,null,null,null,null,null,null,null,null,null,null,null,null,null,null,null,null,null,null,null,null,null,null,null,null,null,null,null,null,null,null,null,null,null,null,null,null,null,null,{"$f":"$G17*TU17","v":0},{"$f":"TU17/$UW$17","v":0},null,{"$f":"$G17*TX17","v":0},{"$f":"TX17/$UW$17","v":0},null,{"$f":"$G17*UA17","v":0},{"$f":"UA17/$UW$17","v":0},null,{"$f":"$G17*UD17","v":0},{"$f":"UD17/$UW$17","v":0},61.92,{"$f":"$G17*UG17","v":0},{"$f":"UG17/$UW$17","v":8},61.92,{"$f":"$G17*UJ17","v":0},{"$f":"UJ17/$UW$17","v":8},null,null,null,null,null,null,null,null,null,null,7.74]
["1.3.2",null,"B","12 mm   - dužine 12m","12 mm   - length 12m","kg",{"$f":"CENA!G9","v":0},768.66000000000008,0,null,null,null,null,null,null,null,null,null,null,null,null,null,{"$f":"$G18*V18","v":0},{"$f":"V18/$UW$18","v":0},null,{"$f":"$G18*Y18","v":0},{"$f":"Y18/$UW$18","v":0},null,{"$f":"$G18*AB18","v":0},{"$f":"AB18/$UW$18","v":0},null,{"$f":"$G18*AE18","v":0},{"$f":"AE18/$UW$18","v":0},null,{"$f":"$G18*AH18","v":0},{"$f":"AH18/$UW$18","v":0},66.84,{"$f":"$G18*AK18","v":0},{"$f":"AK18/$UW$18","v":6},null,{"$f":"$G18*AN18","v":0},{"$f":"AN18/$UW$18","v":0},null,{"$f":"$G18*AQ18","v":0},{"$f":"AQ18/$UW$18","v":0},null,{"$f":"$G18*AT18","v":0},{"$f":"AT18/$UW$18","v":0},null,{"$f":"$G18*AW18","v":0},{"$f":"AW18/$UW$18","v":0},null,0,{"$f":"AZ18/$UW$18","v":0},null,{"$f":"$G18*BC18","v":0},{"$f":"BC18/$UW$18","v":0},77.98,{"$f":"$G18*BF18","v":0},{"$f":"BF18/$UW$18","v":7},null,{"$f":"$G18*BI18","v":0},{"$f":"BI18/$UW$18","v":0},133.68,{"$f":"$G18*BL18","v":0},{"$f":"BL18/$UW$18","v":12},200.52,{"$f":"$G18*BO18","v":0},{"$f":"BO18/$UW$18","v":18},null,{"$f":"$G18*BR18","v":0},{"$f":"BR18/$UW$18","v":0},null,{"$f":"$G18*BU18","v":0},{"$f":"BU18/$UW$18","v":0},0,{"$f":"$G18*BX18","v":0},{"$f":"BX18/$UW$18","v":0},null,{"$f":"$G18*CA18","v":0},{"$f":"CA18/$UW$18","v":0},null,{"$f":"$G18*CD18","v":0},{"$f":"CD18/$UW$18","v":0},null,{"$f":"$G18*CG18","v":0},{"$f":"CG18/$UW$18","v":0},null,0,{"$f":"CJ18/$UW$18","v":0},155.96,0,{"$f":"CM18/$UW$18","v":14},null,null,null,null,null,null,null,null,null,null,null,null,null,null,null,null,null,null,null,null,null,null,null,null,null,null,null,null,null,null,null,null,null,null,null,null,null,null,null,null,null,null,null,null,null,null,null,null,null,null,null,null,null,null,null,null,null,null,null,null,null,{"$f":"$G18*EX18","v":0},{"$f":"EX18/$UW$18","v":0},null,{"$f":"$G18*FA18","v":0},{"$f":"FA18/$UW$18","v":0},null,null,null,null,null,null,null,null,null,null,{"$f":"$G18*FM18","v":0},{"$f":"FM18/$UW$18","v":0},null,null,null,null,null,null,null,null,null,null,null,null,null,null,null,null,null,null,null,null,null,null,null,null,null,null,null,null,null,null,null,null,null,null,null,null,null,null,null,null,null,null,null,null,null,null,null,null,null,null,null,null,null,null,null,null,null,null,null,null,null,null,null,null,null,null,null,null,null,null,null,null,null,null,null,null,null,null,null,null,null,null,null,null,null,null,null,null,null,null,null,null,null,null,null,null,null,null,null,null,null,null,null,null,null,null,null,null,null,null,null,null,null,null,null,null,null,null,null,null,null,null,null,null,null,null,null,null,null,null,null,null,null,null,null,null,null,null,null,null,null,null,null,null,null,null,null,null,null,null,null,null,null,null,null,null,null,null,null,null,null,null,null,null,null,null,null,null,null,null,null,null,null,null,null,null,null,null,null,null,null,null,null,null,null,null,null,null,null,null,null,null,null,null,null,null,null,null,null,null,null,null,null,null,null,null,null,null,null,null,null,null,null,null,null,null,null,null,null,null,null,null,null,null,null,null,null,null,null,null,null,null,null,null,null,null,null,null,null,null,null,null,null,null,null,null,null,null,null,null,null,null,null,null,null,null,null,null,null,null,null,null,null,null,null,null,null,null,null,null,null,null,null,null,null,null,null,null,null,null,null,null,null,null,null,null,null,null,null,null,null,null,null,null,null,null,null,null,null,null,null,null,null,null,null,null,null,null,null,null,null,null,null,null,null,null,null,null,null,null,null,null,null,null,null,null,null,null,null,null,null,null,null,null,null,null,null,null,null,null,null,null,null,null,null,null,null,null,null,null,null,null,null,null,null,null,null,null,null,null,null,null,null,null,null,null,null,null,null,133.68,{"$f":"$G18*TU18","v":0},{"$f":"TU18/$UW$18","v":12},null,{"$f":"$G18*TX18","v":0},{"$f":"TX18/$UW$18","v":0},null,{"$f":"$G18*UA18","v":0},{"$f":"UA18/$UW$18","v":0},null,{"$f":"$G18*UD18","v":0},{"$f":"UD18/$UW$18","v":0},null,{"$f":"$G18*UG18","v":0},{"$f":"UG18/$UW$18","v":0},null,{"$f":"$G18*UJ18","v":0},{"$f":"UJ18/$UW$18","v":0},null,null,null,null,null,null,null,null,null,null,11.14]
["1.3.3",null,"C","14 mm   - dužine 12m","14 mm   - length 12m","kg",{"$f":"CENA!G10","v":0},182.04,0,null,null,null,null,null,null,null,null,null,null,null,null,null,{"$f":"$G19*V19","v":0},{"$f":"V19/$UW$19","v":0},null,{"$f":"$G19*Y19","v":0},{"$f":"Y19/$UW$19","v":0},null,{"$f":"$G19*AB19","v":0},{"$f":"AB19/$UW$19","v":0},null,{"$f":"$G19*AE19","v":0},{"$f":"AE19/$UW$19","v":0},null,{"$f":"$G19*AH19","v":0},{"$f":"AH19/$UW$19","v":0},null,{"$f":"$G19*AK19","v":0},{"$f":"AK19/$UW$19","v":0},null,{"$f":"$G19*AN19","v":0},{"$f":"AN19/$UW$19","v":0},null,{"$f":"$G19*AQ19","v":0},{"$f":"AQ19/$UW$19","v":0},null,{"$f":"$G19*AT19","v":0},{"$f":"AT19/$UW$19","v":0},null,{"$f":"$G19*AW19","v":0},{"$f":"AW19/$UW$19","v":0},null,0,{"$f":"AZ19/$UW$19","v":0},null,{"$f":"$G19*BC19","v":0},{"$f":"BC19/$UW$19","v":0},null,{"$f":"$G19*BF19","v":0},{"$f":"BF19/$UW$19","v":0},null,{"$f":"$G19*BI19","v":0},{"$f":"BI19/$UW$19","v":0},null,{"$f":"$G19*BL19","v":0},{"$f":"BL19/$UW$19","v":0},null,{"$f":"$G19*BO19","v":0},{"$f":"BO19/$UW$19","v":0},null,{"$f":"$G19*BR19","v":0},{"$f":"BR19/$UW$19","v":0},null,{"$f":"$G19*BU19","v":0},{"$f":"BU19/$UW$19","v":0},0,{"$f":"$G19*BX19","v":0},{"$f":"BX19/$UW$19","v":0},null,{"$f":"$G19*CA19","v":0},{"$f":"CA19/$UW$19","v":0},null,{"$f":"$G19*CD19","v":0},{"$f":"CD19/$UW$19","v":0},null,{"$f":"$G19*CG19","v":0},{"$f":"CG19/$UW$19","v":0},null,0,{"$f":"CJ19/$UW$19","v":0},null,0,{"$f":"CM19/$UW$19","v":0},null,null,null,null,null,null,null,null,null,null,null,null,null,null,null,null,null,null,null,null,null,null,null,null,null,null,null,null,null,null,null,null,null,null,null,null,null,null,null,null,null,null,null,null,null,null,null,null,null,null,null,null,null,null,null,null,null,null,null,null,null,{"$f":"$G19*EX19","v":0},{"$f":"EX19/$UW$19","v":0},null,{"$f":"$G19*FA19","v":0},{"$f":"FA19/$UW$19","v":0},null,null,null,null,null,null,null,null,null,null,{"$f":"$G19*FM19","v":0},{"$f":"FM19/$UW$19","v":0},null,null,null,null,null,null,null,null,null,null,null,null,null,null,null,null,null,null,null,null,null,null,null,null,null,null,null,null,null,null,null,null,null,null,null,null,null,null,null,null,null,null,null,null,null,null,null,null,null,null,null,null,null,null,null,null,null,null,null,null,null,null,null,null,null,null,null,null,null,null,null,null,null,null,null,null,null,null,null,null,null,null,null,null,null,null,null,null,null,null,null,null,null,null,null,null,null,null,null,null,null,null,null,null,null,null,null,null,null,null,null,null,null,null,null,null,null,null,null,null,null,null,null,null,null,null,null,null,null,null,null,null,null,null,null,null,null,null,null,null,null,null,null,null,null,null,null,null,null,null,null,null,null,null,null,null,null,null,null,null,null,null,null,null,null,null,null,null,null,null,null,null,null,null,null,null,null,null,null,null,null,null,null,null,null,null,null,null,null,null,null,null,null,null,null,null,null,null,null,null,null,null,null,null,null,null,null,null,null,null,null,null,null,null,null,null,null,null,null,null,null,null,null,null,null,null,null,null,null,null,null,null,null,null,null,null,null,null,null,null,null,null,null,null,null,null,null,null,null,null,null,null,null,null,null,null,null,null,null,null,null,null,null,null,null,null,null,null,null,null,null,null,null,null,null,null,null,null,null,null,null,null,null,null,null,null,null,null,null,null,null,null,null,null,null,null,null,null,null,null,null,null,null,null,null,null,null,null,null,null,null,null,null,null,null,null,null,null,null,null,null,null,null,null,null,null,null,null,null,null,null,null,null,null,null,null,null,null,null,null,null,null,null,null,null,null,null,null,null,null,null,null,null,null,null,null,null,null,null,null,null,null,null,null,null,null,null,null,null,182.04,{"$f":"$G19*TU19","v":0},{"$f":"TU19/$UW$19","v":12},null,{"$f":"$G19*TX19","v":0},{"$f":"TX19/$UW$19","v":0},null,{"$f":"$G19*UA19","v":0},{"$f":"UA19/$UW$19","v":0},null,{"$f":"$G19*UD19","v":0},{"$f":"UD19/$UW$19","v":0},null,{"$f":"$G19*UG19","v":0},{"$f":"UG19/$UW$19","v":0},null,{"$f":"$G19*UJ19","v":0},{"$f":"UJ19/$UW$19","v":0},null,null,null,null,null,null,null,null,null,null,15.17]
["1.3.4",null,"D","16 mm   - dužine 12m","16 mm   - length 12m","kg",{"$f":"CENA!G11","v":0},0,0,null,null,null,null,null,null,null,null,null,null,null,null,null,{"$f":"$G20*V20","v":0},{"$f":"V20/$UW$20","v":0},null,{"$f":"$G20*Y20","v":0},{"$f":"Y20/$UW$20","v":0},null,{"$f":"$G20*AB20","v":0},{"$f":"AB20/$UW$20","v":0},null,{"$f":"$G20*AE20","v":0},{"$f":"AE20/$UW$20","v":0},null,{"$f":"$G20*AH20","v":0},{"$f":"AH20/$UW$20","v":0},null,{"$f":"$G20*AK20","v":0},{"$f":"AK20/$UW$20","v":0},null,{"$f":"$G20*AN20","v":0},{"$f":"AN20/$UW$20","v":0},null,{"$f":"$G20*AQ20","v":0},{"$f":"AQ20/$UW$20","v":0},null,{"$f":"$G20*AT20","v":0},{"$f":"AT20/$UW$20","v":0},null,{"$f":"$G20*AW20","v":0},{"$f":"AW20/$UW$20","v":0},null,0,{"$f":"AZ20/$UW$20","v":0},null,{"$f":"$G20*BC20","v":0},{"$f":"BC20/$UW$20","v":0},null,{"$f":"$G20*BF20","v":0},{"$f":"BF20/$UW$20","v":0},null,{"$f":"$G20*BI20","v":0},{"$f":"BI20/$UW$20","v":0},null,{"$f":"$G20*BL20","v":0},{"$f":"BL20/$UW$20","v":0},null,{"$f":"$G20*BO20","v":0},{"$f":"BO20/$UW$20","v":0},null,{"$f":"$G20*BR20","v":0},{"$f":"BR20/$UW$20","v":0},null,{"$f":"$G20*BU20","v":0},{"$f":"BU20/$UW$20","v":0},0,{"$f":"$G20*BX20","v":0},{"$f":"BX20/$UW$20","v":0},null,{"$f":"$G20*CA20","v":0},{"$f":"CA20/$UW$20","v":0},null,{"$f":"$G20*CD20","v":0},{"$f":"CD20/$UW$20","v":0},null,{"$f":"$G20*CG20","v":0},{"$f":"CG20/$UW$20","v":0},null,0,{"$f":"CJ20/$UW$20","v":0},null,0,{"$f":"CM20/$UW$20","v":0},null,null,null,null,null,null,null,null,null,null,null,null,null,null,null,null,null,null,null,null,null,null,null,null,null,null,null,null,null,null,null,null,null,null,null,null,null,null,null,null,null,null,null,null,null,null,null,null,null,null,null,null,null,null,null,null,null,null,null,null,null,{"$f":"$G20*EX20","v":0},{"$f":"EX20/$UW$20","v":0},null,{"$f":"$G20*FA20","v":0},{"$f":"FA20/$UW$20","v":0},null,null,null,null,null,null,null,null,null,null,{"$f":"$G20*FM20","v":0},{"$f":"FM20/$UW$20","v":0},null,null,null,null,null,null,null,null,null,null,null,null,null,null,null,null,null,null,null,null,null,null,null,null,null,null,null,null,null,null,null,null,null,null,null,null,null,null,null,null,null,null,null,null,null,null,null,null,null,null,null,null,null,null,null,null,null,null,null,null,null,null,null,null,null,null,null,null,null,null,null,null,null,null,null,null,null,null,null,null,null,null,null,null,null,null,null,null,null,null,null,null,null,null,null,null,null,null,null,null,null,null,null,null,null,null,null,null,null,null,null,null,null,null,null,null,null,null,null,null,null,null,null,null,null,null,null,null,null,null,null,null,null,null,null,null,null,null,null,null,null,null,null,null,null,null,null,null,null,null,null,null,null,null,null,null,null,null,null,null,null,null,null,null,null,null,null,null,null,null,null,null,null,null,null,null,null,null,null,null,null,null,null,null,null,null,null,null,null,null,null,null,null,null,null,null,null,null,null,null,null,null,null,null,null,null,null,null,null,null,null,null,null,null,null,null,null,null,null,null,null,null,null,null,null,null,null,null,null,null,null,null,null,null,null,null,null,null,null,null,null,null,null,null,null,null,null,null,null,null,null,null,null,null,null,null,null,null,null,null,null,null,null,null,null,null,null,null,null,null,null,null,null,null,null,null,null,null,null,null,null,null,null,null,null,null,null,null,null,null,null,null,null,null,null,null,null,null,null,null,null,null,null,null,null,null,null,null,null,null,null,null,null,null,null,null,null,null,null,null,null,null,null,null,null,null,null,null,null,null,null,null,null,null,null,null,null,null,null,null,null,null,null,null,null,null,null,null,null,null,null,null,null,null,null,null,null,null,null,null,null,null,null,null,null,null,null,null,null,null,{"$f":"$G20*TU20","v":0},{"$f":"TU20/$UW$20","v":0},null,{"$f":"$G20*TX20","v":0},{"$f":"TX20/$UW$20","v":0},null,{"$f":"$G20*UA20","v":0},{"$f":"UA20/$UW$20","v":0},null,{"$f":"$G20*UD20","v":0},{"$f":"UD20/$UW$20","v":0},null,{"$f":"$G20*UG20","v":0},{"$f":"UG20/$UW$20","v":0},null,{"$f":"$G20*UJ20","v":0},{"$f":"UJ20/$UW$20","v":0},null,null,null,null,null,null,null,null,null,null,19.809999999999999]
["1.4","O",4,"Glatko betonsko gvožđe (GA) ","Glibly reinforcement steel","/","/","/","/",null,null,null,null,null,null,null,null,null,null,null,null,"/","/",null,"/","/",null,"/","/",null,"/","/",null,"/","/",null,"/","/",null,"/","/",null,"/","/",null,"/","/",null,"/","/",null,"/","/",null,"/","/",null,"/","/",null,"/","/",null,"/","/",null,"/","/",null,"/","/",null,"/","/",null,"/","/",null,"/","/",null,"/","/",null,"/","/",null,"/","/",null,"/","/",null,null,null,null,null,null,null,null,null,null,null,null,null,null,null,null,null,null,null,null,null,null,null,null,null,null,null,null,null,null,null,null,null,null,null,null,null,null,null,null,null,null,null,null,null,null,null,null,null,null,null,null,null,null,null,null,null,null,null,null,null,"/","/",null,"/","/",null,null,null,null,null,null,null,null,null,null,"/","/",null,null,null,null,null,null,null,null,null,null,null,null,null,null,null,null,null,null,null,null,null,null,null,null,null,null,null,null,null,null,null,null,null,null,null,null,null,null,null,null,null,null,null,null,null,null,null,null,null,null,null,null,null,null,null,null,null,null,null,null,null,null,null,null,null,null,null,null,null,null,null,null,null,null,null,null,null,null,null,null,null,null,null,null,null,null,null,null,null,null,null,null,null,null,null,null,null,null,null,null,null,null,null,null,null,null,null,null,null,null,null,null,null,null,null,null,null,null,null,null,null,null,null,null,null,null,null,null,null,null,null,null,null,null,null,null,null,null,null,null,null,null,null,null,null,null,null,null,null,null,null,null,null,null,null,null,null,null,null,null,null,null,null,null,null,null,null,null,null,null,null,null,null,null,null,null,null,null,null,null,null,null,null,null,null,null,null,null,null,null,null,null,null,null,null,null,null,null,null,null,null,null,null,null,null,null,null,null,null,null,null,null,null,null,null,null,null,null,null,null,null,null,null,null,null,null,null,null,null,null,null,null,null,null,null,null,null,null,null,null,null,null,null,null,null,null,null,null,null,null,null,null,null,null,null,null,null,null,null,null,null,null,null,null,null,null,null,null,null,null,null,null,null,null,null,null,null,null,null,null,null,null,null,null,null,null,null,null,null,null,null,null,null,null,null,null,null,null,null,null,null,null,null,null,null,null,null,null,null,null,null,null,null,null,null,null,null,null,null,null,null,null,null,null,null,null,null,null,null,null,null,null,null,null,null,null,null,null,null,null,null,null,null,null,null,null,null,null,null,null,null,null,null,null,null,null,null,null,null,null,null,null,null,null,null,null,null,null,null,null,"/","/",null,"/","/",null,"/","/",null,"/","/",null,"/","/",null,"/","/"]
["1.4.1",null,"B","  8 mm   - dužine 12m","  8 mm   - length 12m","kg",{"$f":"CENA!G13","v":0},{"$f":"J22+M22+P22+S22+AQ22+CJ22+DK22+FD22+V22+Y22+AB22+AE22+AH22+AK22+AN22+AT22+AW22+AZ22+BC22+BF22+BI22+BL22+BO22+BR22+BU22+BX22+CA22+CD22+CG22+CM22+CP22+CS22+CV22+CY22+DB22+DE22+DH22+DN22+DQ22+DT22+DW22+DZ22+EC22+EF22+EI22+EL22+EO22+ER22+EU22+EX22+FA22+FG22+FJ22+FM22+FP22+FS22+FV22+FY22+GB22+GE22+GH22+GK22+GN22+GQ22+GT22+GW22+GZ22+HC22+HF22+HI22+HL22+HO22+HR22+HU22+HX22+IA22+ID22+IG22+IJ22+IM22+IP22+IS22+IV22+IY22+JB22+JE22+JH22+JK22+JN22+JQ22+JT22+JW22+JZ22+KC22+KF22+KI22+KL22+KO22+KR22+KU22+KX22+LA22+LD22+LG22+LJ22+LM22+LP22+LS22+LV22+LY22+MB22+ME22+MH22+MK22+MN22+MQ22+MT22+MW22+MZ22+NC22+NF22+NI22+NL22+NO22+NR22+NU22+NX22+OA22+OD22+OG22+OJ22+OM22+OP22+OS22+OV22+OY22+PB22+PE22+PH22+PK22+PN22+PQ22+PT22+PW22+PZ22+QC22+QF22+QI22+QL22+QO22+QR22+QU22+QX22+RA22+RD22+RG22+RJ22+RM22+RP22+RS22+RV22+RY22+SB22+SE22+SH22+SK22+SN22+SQ22+ST22+SW22+SZ22+TC22+TF22+TI22+TL22+TO22+TR22+TU22+TX22+UA22+UD22+UG22+UJ22+UM22+UP22+US22","v":810.54000000000008},{"$f":"G22*H22","v":0},null,null,null,null,null,null,null,null,null,null,null,null,null,{"$f":"$G22*V22","v":0},{"$f":"V22/$UW$22","v":0},null,{"$f":"$G22*Y22","v":0},{"$f":"Y22/$UW$22","v":0},null,{"$f":"$G22*AB22","v":0},{"$f":"AB22/$UW$22","v":0},null,{"$f":"$G22*AE22","v":0},{"$f":"AE22/$UW$22","v":0},null,{"$f":"$G22*AH22","v":0},{"$f":"AH22/$UW$22","v":0},85.320000000000007,{"$f":"$G22*AK22","v":0},{"$f":"AK22/$UW$22","v":18},null,{"$f":"$G22*AN22","v":0},{"$f":"AN22/$UW$22","v":0},null,{"$f":"$G22*AQ22","v":0},{"$f":"AQ22/$UW$22","v":0},null,{"$f":"$G22*AT22","v":0},{"$f":"AT22/$UW$22","v":0},null,{"$f":"$G22*AW22","v":0},{"$f":"AW22/$UW$22","v":0},null,{"$f":"$G22*AZ22","v":0},{"$f":"AZ22/$UW$22","v":0},null,{"$f":"$G22*BC22","v":0},{"$f":"BC22/$UW$22","v":0},85.320000000000007,{"$f":"$G22*BF22","v":0},{"$f":"BF22/$UW$22","v":18},56.88,{"$f":"$G22*BI22","v":0},{"$f":"BI22/$UW$22","v":12},189.60000000000002,{"$f":"$G22*BL22","v":0},{"$f":"BL22/$UW$22","v":40},85.32,{"$f":"$G22*BO22","v":0},{"$f":"BO22/$UW$22","v":17.999999999999996},null,{"$f":"$G22*BR22","v":0},{"$f":"BR22/$UW$22","v":0},null,{"$f":"$G22*BU22","v":0},{"$f":"BU22/$UW$22","v":0},47.400000000000006,{"$f":"$G22*BX22","v":0},{"$f":"BX22/$UW$22","v":10},null,{"$f":"$G22*CA22","v":0},{"$f":"CA22/$UW$22","v":0},null,{"$f":"$G22*CD22","v":0},{"$f":"CD22/$UW$22","v":0},null,{"$f":"$G22*CG22","v":0},{"$f":"CG22/$UW$22","v":0},null,{"$f":"$G22*CJ22","v":0},{"$f":"CJ22/$UW$22","v":0},66.36,{"$f":"$G22*CM22","v":0},{"$f":"CM22/$UW$22","v":14},null,null,null,null,null,null,null,null,null,null,null,null,null,null,null,null,null,null,null,null,null,null,null,null,null,null,null,null,null,null,null,null,null,null,null,null,null,null,null,null,null,null,null,null,null,null,null,null,null,null,null,null,null,null,null,null,null,null,null,null,null,{"$f":"$G22*EX22","v":0},{"$f":"EX22/$UW$22","v":0},null,{"$f":"$G22*FA22","v":0},{"$f":"FA22/$UW$22","v":0},null,null,null,null,null,null,null,null,null,null,{"$f":"$G22*FM22","v":0},{"$f":"FM22/$UW$22","v":0},null,null,null,null,null,null,null,null,null,null,null,null,null,null,null,null,null,null,null,null,null,null,null,null,null,null,null,null,null,null,null,null,null,null,null,null,null,null,null,null,null,null,null,null,null,null,null,null,null,null,null,null,null,null,null,null,null,null,null,null,null,null,null,null,null,null,null,null,null,null,null,null,null,null,null,null,null,null,null,null,null,null,null,null,null,null,null,null,null,null,null,null,null,null,null,null,null,null,null,null,null,null,null,null,null,null,null,null,null,null,null,null,null,null,null,null,null,null,null,null,null,null,null,null,null,null,null,null,null,null,null,null,null,null,null,null,null,null,null,null,null,null,null,null,null,null,null,null,null,null,null,null,null,null,null,null,null,null,null,null,null,null,null,null,null,null,null,null,null,null,null,null,null,null,null,null,null,null,null,null,null,null,null,null,null,null,null,null,null,null,null,null,null,null,null,null,null,null,null,null,null,null,null,null,null,null,null,null,null,null,null,null,null,null,null,null,null,null,null,null,null,null,null,null,null,null,null,null,null,null,null,null,null,null,null,null,null,null,null,null,null,null,null,null,null,null,null,null,null,null,null,null,null,null,null,null,null,null,null,null,null,null,null,null,null,null,null,null,null,null,null,null,null,null,null,null,null,null,null,null,null,null,null,null,null,null,null,null,null,null,null,null,null,null,null,null,null,null,null,null,null,null,null,null,null,null,null,null,null,null,null,null,null,null,null,null,null,null,null,null,null,null,null,null,null,null,null,null,null,null,null,null,null,null,null,null,null,null,null,null,null,null,null,null,null,null,null,null,null,null,null,null,null,null,null,null,null,null,null,null,null,null,null,null,null,null,null,null,null,123.24000000000001,{"$f":"$G22*TU22","v":0},{"$f":"TU22/$UW$22","v":26},null,{"$f":"$G22*TX22","v":0},{"$f":"TX22/$UW$22","v":0},null,{"$f":"$G22*UA22","v":0},{"$f":"UA22/$UW$22","v":0},null,{"$f":"$G22*UD22","v":0},{"$f":"UD22/$UW$22","v":0},28.44,{"$f":"$G22*UG22","v":0},{"$f":"UG22/$UW$22","v":6},42.660000000000004,{"$f":"$G22*UJ22","v":0},{"$f":"UJ22/$UW$22","v":9},null,null,null,null,null,null,null,null,null,null,4.74]
["1.4.2",null,"C","10 mm  - dužine 12m","10 mm  - length 12m","kg",{"$f":"CENA!G14","v":0},0,0,null,null,null,null,null,null,null,null,null,null,null,null,null,{"$f":"$G23*V23","v":0},{"$f":"V23/$UW$23","v":0},null,{"$f":"$G23*Y23","v":0},{"$f":"Y23/$UW$23","v":0},null,{"$f":"$G23*AB23","v":0},{"$f":"AB23/$UW$23","v":0},null,{"$f":"$G23*AE23","v":0},{"$f":"AE23/$UW$23","v":0},null,{"$f":"$G23*AH23","v":0},{"$f":"AH23/$UW$23","v":0},null,{"$f":"$G23*AK23","v":0},{"$f":"AK23/$UW$23","v":0},null,{"$f":"$G23*AN23","v":0},{"$f":"AN23/$UW$23","v":0},null,{"$f":"$G23*AQ23","v":0},{"$f":"AQ23/$UW$23","v":0},null,{"$f":"$G23*AT23","v":0},{"$f":"AT23/$UW$23","v":0},null,{"$f":"$G23*AW23","v":0},{"$f":"AW23/$UW$23","v":0},null,0,{"$f":"AZ23/$UW$23","v":0},null,{"$f":"$G23*BC23","v":0},{"$f":"BC23/$UW$23","v":0},null,{"$f":"$G23*BF23","v":0},{"$f":"BF23/$UW$23","v":0},null,{"$f":"$G23*BI23","v":0},{"$f":"BI23/$UW$23","v":0},null,{"$f":"$G23*BL23","v":0},{"$f":"BL23/$UW$23","v":0},null,{"$f":"$G23*BO23","v":0},{"$f":"BO23/$UW$23","v":0},null,{"$f":"$G23*BR23","v":0},{"$f":"BR23/$UW$23","v":0},null,{"$f":"$G23*BU23","v":0},{"$f":"BU23/$UW$23","v":0},0,{"$f":"$G23*BX23","v":0},{"$f":"BX23/$UW$23","v":0},null,{"$f":"$G23*CA23","v":0},{"$f":"CA23/$UW$23","v":0},null,{"$f":"$G23*CD23","v":0},{"$f":"CD23/$UW$23","v":0},null,{"$f":"$G23*CG23","v":0},{"$f":"CG23/$UW$23","v":0},null,0,{"$f":"CJ23/$UW$23","v":0},null,0,{"$f":"CM23/$UW$23","v":0},null,null,null,null,null,null,null,null,null,null,null,null,null,null,null,null,null,null,null,null,null,null,null,null,null,null,null,null,null,null,null,null,null,null,null,null,null,null,null,null,null,null,null,null,null,null,null,null,null,null,null,null,null,null,null,null,null,null,null,null,null,{"$f":"$G23*EX23","v":0},{"$f":"EX23/$UW$23","v":0},null,{"$f":"$G23*FA23","v":0},{"$f":"FA23/$UW$23","v":0},null,null,null,null,null,null,null,null,null,null,{"$f":"$G23*FM23","v":0},{"$f":"FM23/$UW$23","v":0},null,null,null,null,null,null,null,null,null,null,null,null,null,null,null,null,null,null,null,null,null,null,null,null,null,null,null,null,null,null,null,null,null,null,null,null,null,null,null,null,null,null,null,null,null,null,null,null,null,null,null,null,null,null,null,null,null,null,null,null,null,null,null,null,null,null,null,null,null,null,null,null,null,null,null,null,null,null,null,null,null,null,null,null,null,null,null,null,null,null,null,null,null,null,null,null,null,null,null,null,null,null,null,null,null,null,null,null,null,null,null,null,null,null,null,null,null,null,null,null,null,null,null,null,null,null,null,null,null,null,null,null,null,null,null,null,null,null,null,null,null,null,null,null,null,null,null,null,null,null,null,null,null,null,null,null,null,null,null,null,null,null,null,null,null,null,null,null,null,null,null,null,null,null,null,null,null,null,null,null,null,null,null,null,null,null,null,null,null,null,null,null,null,null,null,null,null,null,null,null,null,null,null,null,null,null,null,null,null,null,null,null,null,null,null,null,null,null,null,null,null,null,null,null,null,null,null,null,null,null,null,null,null,null,null,null,null,null,null,null,null,null,null,null,null,null,null,null,null,null,null,null,null,null,null,null,null,null,null,null,null,null,null,null,null,null,null,null,null,null,null,null,null,null,null,null,null,null,null,null,null,null,null,null,null,null,null,null,null,null,null,null,null,null,null,null,null,null,null,null,null,null,null,null,null,null,null,null,null,null,null,null,null,null,null,null,null,null,null,null,null,null,null,null,null,null,null,null,null,null,null,null,null,null,null,null,null,null,null,null,null,null,null,null,null,null,null,null,null,null,null,null,null,null,null,null,null,null,null,null,null,null,null,null,null,null,null,null,null,null,{"$f":"$G23*TU23","v":0},{"$f":"TU23/$UW$23","v":0},null,{"$f":"$G23*TX23","v":0},{"$f":"TX23/$UW$23","v":0},null,{"$f":"$G23*UA23","v":0},{"$f":"UA23/$UW$23","v":0},null,{"$f":"$G23*UD23","v":0},{"$f":"UD23/$UW$23","v":0},null,{"$f":"$G23*UG23","v":0},{"$f":"UG23/$UW$23","v":0},null,{"$f":"$G23*UJ23","v":0},{"$f":"UJ23/$UW$23","v":0},null,null,null,null,null,null,null,null,null,null,7.4]
["1.5","O",5,"Armaturna betonska mreža \ndim. (dxš) 6000 x 2150 = 12,9 m2/kom","Reinforcement mesh\ndim. (lxw) 6000 x 2150 = 12,9 m2/pcs","/","/","/","/",null,null,null,null,null,null,null,null,null,null,null,null,"/","/",null,"/","/",null,"/","/",null,"/","/",null,"/","/",null,"/","/",null,"/","/",null,"/","/",null,"/","/",null,"/","/",null,"/","/",null,"/","/",null,"/","/",null,"/","/",null,"/","/",null,"/","/",null,"/","/",null,"/","/",null,"/","/",null,"/","/",null,"/","/",null,"/","/",null,"/","/",null,"/","/",null,null,null,null,null,null,null,null,null,null,null,null,null,null,null,null,null,null,null,null,null,null,null,null,null,null,null,null,null,null,null,null,null,null,null,null,null,null,null,null,null,null,null,null,null,null,null,null,null,null,null,null,null,null,null,null,null,null,null,null,null,"/","/",null,"/","/",null,null,null,null,null,null,null,null,null,null,"/","/",null,null,null,null,null,null,null,null,null,null,null,null,null,null,null,null,null,null,null,null,null,null,null,null,null,null,null,null,null,null,null,null,null,null,null,null,null,null,null,null,null,null,null,null,null,null,null,null,null,null,null,null,null,null,null,null,null,null,null,null,null,null,null,null,null,null,null,null,null,null,null,null,null,null,null,null,null,null,null,null,null,null,null,null,null,null,null,null,null,null,null,null,null,null,null,null,null,null,null,null,null,null,null,null,null,null,null,null,null,null,null,null,null,null,null,null,null,null,null,null,null,null,null,null,null,null,null,null,null,null,null,null,null,null,null,null,null,null,null,null,null,null,null,null,null,null,null,null,null,null,null,null,null,null,null,null,null,null,null,null,null,null,null,null,null,null,null,null,null,null,null,null,null,null,null,null,null,null,null,null,null,null,null,null,null,null,null,null,null,null,null,null,null,null,null,null,null,null,null,null,null,null,null,null,null,null,null,null,null,null,null,null,null,null,null,null,null,null,null,null,null,null,null,null,null,null,null,null,null,null,null,null,null,null,null,null,null,null,null,null,null,null,null,null,null,null,null,null,null,null,null,null,null,null,null,null,null,null,null,null,null,null,null,null,null,null,null,null,null,null,null,null,null,null,null,null,null,null,null,null,null,null,null,null,null,null,null,null,null,null,null,null,null,null,null,null,null,null,null,null,null,null,null,null,null,null,null,null,null,null,null,null,null,null,null,null,null,null,null,null,null,null,null,null,null,null,null,null,null,null,null,null,null,null,null,null,null,null,null,null,null,null,null,null,null,null,null,null,null,null,null,null,null,null,null,null,null,null,null,null,null,null,null,null,null,null,null,null,null,null,"/","/",null,"/","/",null,"/","/",null,"/","/",null,"/","/",null,"/","/"]
["1.5.1",null,"A","Q84    /4x4/150x150/ ","Q84    /4x4/150x150/ ","kg",{"$f":"CENA!G16","v":0},{"$f":"J25+M25+P25+S25+AQ25+CJ25+DK25+FD25+V25+Y25+AB25+AE25+AH25+AK25+AN25+AT25+AW25+AZ25+BC25+BF25+BI25+BL25+BO25+BR25+BU25+BX25+CA25+CD25+CG25+CM25+CP25+CS25+CV25+CY25+DB25+DE25+DH25+DN25+DQ25+DT25+DW25+DZ25+EC25+EF25+EI25+EL25+EO25+ER25+EU25+EX25+FA25+FG25+FJ25+FM25+FP25+FS25+FV25+FY25+GB25+GE25+GH25+GK25+GN25+GQ25+GT25+GW25+GZ25+HC25+HF25+HI25+HL25+HO25+HR25+HU25+HX25+IA25+ID25+IG25+IJ25+IM25+IP25+IS25+IV25+IY25+JB25+JE25+JH25+JK25+JN25+JQ25+JT25+JW25+JZ25+KC25+KF25+KI25+KL25+KO25+KR25+KU25+KX25+LA25+LD25+LG25+LJ25+LM25+LP25+LS25+LV25+LY25+MB25+ME25+MH25+MK25+MN25+MQ25+MT25+MW25+MZ25+NC25+NF25+NI25+NL25+NO25+NR25+NU25+NX25+OA25+OD25+OG25+OJ25+OM25+OP25+OS25+OV25+OY25+PB25+PE25+PH25+PK25+PN25+PQ25+PT25+PW25+PZ25+QC25+QF25+QI25+QL25+QO25+QR25+QU25+QX25+RA25+RD25+RG25+RJ25+RM25+RP25+RS25+RV25+RY25+SB25+SE25+SH25+SK25+SN25+SQ25+ST25+SW25+SZ25+TC25+TF25+TI25+TL25+TO25+TR25+TU25+TX25+UA25+UD25+UG25+UJ25+UM25+UP25+US25","v":0},{"$f":"G25*H25","v":0},null,null,null,null,null,null,null,null,null,null,null,null,null,{"$f":"$G25*V25","v":0},{"$f":"V25/$UW$25","v":0},null,{"$f":"$G25*Y25","v":0},{"$f":"Y25/$UW$25","v":0},null,{"$f":"$G25*AB25","v":0},{"$f":"AB25/$UW$25","v":0},null,{"$f":"$G25*AE25","v":0},{"$f":"AE25/$UW$25","v":0},null,{"$f":"$G25*AH25","v":0},{"$f":"AH25/$UW$25","v":0},null,{"$f":"$G25*AK25","v":0},{"$f":"AK25/$UW$25","v":0},null,{"$f":"$G25*AN25","v":0},{"$f":"AN25/$UW$25","v":0},null,{"$f":"$G25*AQ25","v":0},{"$f":"AQ25/$UW$25","v":0},null,{"$f":"$G25*AT25","v":0},{"$f":"AT25/$UW$25","v":0},null,{"$f":"$G25*AW25","v":0},{"$f":"AW25/$UW$25","v":0},null,{"$f":"$G25*AZ25","v":0},{"$f":"AZ25/$UW$25","v":0},null,{"$f":"$G25*BC25","v":0},{"$f":"BC25/$UW$25","v":0},null,{"$f":"$G25*BF25","v":0},{"$f":"BF25/$UW$25","v":0},null,{"$f":"$G25*BI25","v":0},{"$f":"BI25/$UW$25","v":0},null,{"$f":"$G25*BL25","v":0},{"$f":"BL25/$UW$25","v":0},null,{"$f":"$G25*BO25","v":0},{"$f":"BO25/$UW$25","v":0},null,{"$f":"$G25*BR25","v":0},{"$f":"BR25/$UW$25","v":0},null,{"$f":"$G25*BU25","v":0},{"$f":"BU25/$UW$25","v":0},0,{"$f":"$G25*BX25","v":0},{"$f":"BX25/$UW$25","v":0},null,{"$f":"$G25*CA25","v":0},{"$f":"CA25/$UW$25","v":0},null,{"$f":"$G25*CD25","v":0},{"$f":"CD25/$UW$25","v":0},null,{"$f":"$G25*CG25","v":0},{"$f":"CG25/$UW$25","v":0},null,{"$f":"$G25*CJ25","v":0},{"$f":"CJ25/$UW$25","v":0},null,{"$f":"$G25*CM25","v":0},{"$f":"CM25/$UW$25","v":0},null,null,null,null,null,null,null,null,null,null,null,null,null,null,null,null,null,null,null,null,null,null,null,null,null,null,null,null,null,null,null,null,null,null,null,null,null,null,null,null,null,null,null,null,null,null,null,null,null,null,null,null,null,null,null,null,null,null,null,null,null,{"$f":"$G25*EX25","v":0},{"$f":"EX25/$UW$25","v":0},null,{"$f":"$G25*FA25","v":0},{"$f":"FA25/$UW$25","v":0},null,null,null,null,null,null,null,null,null,null,{"$f":"$G25*FM25","v":0},{"$f":"FM25/$UW$25","v":0},null,null,null,null,null,null,null,null,null,null,null,null,null,null,null,null,null,null,null,null,null,null,null,null,null,null,null,null,null,null,null,null,null,null,null,null,null,null,null,null,null,null,null,null,null,null,null,null,null,null,null,null,null,null,null,null,null,null,null,null,null,null,null,null,null,null,null,null,null,null,null,null,null,null,null,null,null,null,null,null,null,null,null,null,null,null,null,null,null,null,null,null,null,null,null,null,null,null,null,null,null,null,null,null,null,null,null,null,null,null,null,null,null,null,null,null,null,null,null,null,null,null,null,null,null,null,null,null,null,null,null,null,null,null,null,null,null,null,null,null,null,null,null,null,null,null,null,null,null,null,null,null,null,null,null,null,null,null,null,null,null,null,null,null,null,null,null,null,null,null,null,null,null,null,null,null,null,null,null,null,null,null,null,null,null,null,null,null,null,null,null,null,null,null,null,null,null,null,null,null,null,null,null,null,null,null,null,null,null,null,null,null,null,null,null,null,null,null,null,null,null,null,null,null,null,null,null,null,null,null,null,null,null,null,null,null,null,null,null,null,null,null,null,null,null,null,null,null,null,null,null,null,null,null,null,null,null,null,null,null,null,null,null,null,null,null,null,null,null,null,null,null,null,null,null,null,null,null,null,null,null,null,null,null,null,null,null,null,null,null,null,null,null,null,null,null,null,null,null,null,null,null,null,null,null,null,null,null,null,null,null,null,null,null,null,null,null,null,null,null,null,null,null,null,null,null,null,null,null,null,null,null,null,null,null,null,null,null,null,null,null,null,null,null,null,null,null,null,null,null,null,null,null,null,null,null,null,null,null,null,null,null,null,null,null,null,null,null,null,null,{"$f":"$G25*TU25","v":0},{"$f":"TU25/$UW$25","v":0},null,{"$f":"$G25*TX25","v":0},{"$f":"TX25/$UW$25","v":0},null,{"$f":"$G25*UA25","v":0},{"$f":"UA25/$UW$25","v":0},null,{"$f":"$G25*UD25","v":0},{"$f":"UD25/$UW$25","v":0},null,{"$f":"$G25*UG25","v":0},{"$f":"UG25/$UW$25","v":0},null,{"$f":"$G25*UJ25","v":0},{"$f":"UJ25/$UW$25","v":0},null,null,null,null,null,null,null,null,null,null,17.600000000000001]
["1.5.2",null,"B","Q131  /5x5/150x150/ ","Q131  /5x5/150x150/ ","kg",{"$f":"CENA!G17","v":0},0,0,null,null,null,null,null,null,null,null,null,null,null,null,null,{"$f":"$G26*V26","v":0},{"$f":"V26/$UW$26","v":0},null,{"$f":"$G26*Y26","v":0},{"$f":"Y26/$UW$26","v":0},null,{"$f":"$G26*AB26","v":0},{"$f":"AB26/$UW$26","v":0},null,{"$f":"$G26*AE26","v":0},{"$f":"AE26/$UW$26","v":0},null,{"$f":"$G26*AH26","v":0},{"$f":"AH26/$UW$26","v":0},null,{"$f":"$G26*AK26","v":0},{"$f":"AK26/$UW$26","v":0},null,{"$f":"$G26*AN26","v":0},{"$f":"AN26/$UW$26","v":0},null,{"$f":"$G26*AQ26","v":0},{"$f":"AQ26/$UW$26","v":0},null,{"$f":"$G26*AT26","v":0},{"$f":"AT26/$UW$26","v":0},null,{"$f":"$G26*AW26","v":0},{"$f":"AW26/$UW$26","v":0},null,0,{"$f":"AZ26/$UW$26","v":0},null,{"$f":"$G26*BC26","v":0},{"$f":"BC26/$UW$26","v":0},null,{"$f":"$G26*BF26","v":0},{"$f":"BF26/$UW$26","v":0},null,{"$f":"$G26*BI26","v":0},{"$f":"BI26/$UW$26","v":0},null,{"$f":"$G26*BL26","v":0},{"$f":"BL26/$UW$26","v":0},null,{"$f":"$G26*BO26","v":0},{"$f":"BO26/$UW$26","v":0},null,{"$f":"$G26*BR26","v":0},{"$f":"BR26/$UW$26","v":0},null,{"$f":"$G26*BU26","v":0},{"$f":"BU26/$UW$26","v":0},0,{"$f":"$G26*BX26","v":0},{"$f":"BX26/$UW$26","v":0},null,{"$f":"$G26*CA26","v":0},{"$f":"CA26/$UW$26","v":0},null,{"$f":"$G26*CD26","v":0},{"$f":"CD26/$UW$26","v":0},null,{"$f":"$G26*CG26","v":0},{"$f":"CG26/$UW$26","v":0},null,0,{"$f":"CJ26/$UW$26","v":0},null,0,{"$f":"CM26/$UW$26","v":0},null,null,null,null,null,null,null,null,null,null,null,null,null,null,null,null,null,null,null,null,null,null,null,null,null,null,null,null,null,null,null,null,null,null,null,null,null,null,null,null,null,null,null,null,null,null,null,null,null,null,null,null,null,null,null,null,null,null,null,null,null,{"$f":"$G26*EX26","v":0},{"$f":"EX26/$UW$26","v":0},null,{"$f":"$G26*FA26","v":0},{"$f":"FA26/$UW$26","v":0},null,null,null,null,null,null,null,null,null,null,{"$f":"$G26*FM26","v":0},{"$f":"FM26/$UW$26","v":0},null,null,null,null,null,null,null,null,null,null,null,null,null,null,null,null,null,null,null,null,null,null,null,null,null,null,null,null,null,null,null,null,null,null,null,null,null,null,null,null,null,null,null,null,null,null,null,null,null,null,null,null,null,null,null,null,null,null,null,null,null,null,null,null,null,null,null,null,null,null,null,null,null,null,null,null,null,null,null,null,null,null,null,null,null,null,null,null,null,null,null,null,null,null,null,null,null,null,null,null,null,null,null,null,null,null,null,null,null,null,null,null,null,null,null,null,null,null,null,null,null,null,null,null,null,null,null,null,null,null,null,null,null,null,null,null,null,null,null,null,null,null,null,null,null,null,null,null,null,null,null,null,null,null,null,null,null,null,null,null,null,null,null,null,null,null,null,null,null,null,null,null,null,null,null,null,null,null,null,null,null,null,null,null,null,null,null,null,null,null,null,null,null,null,null,null,null,null,null,null,null,null,null,null,null,null,null,null,null,null,null,null,null,null,null,null,null,null,null,null,null,null,null,null,null,null,null,null,null,null,null,null,null,null,null,null,null,null,null,null,null,null,null,null,null,null,null,null,null,null,null,null,null,null,null,null,null,null,null,null,null,null,null,null,null,null,null,null,null,null,null,null,null,null,null,null,null,null,null,null,null,null,null,null,null,null,null,null,null,null,null,null,null,null,null,null,null,null,null,null,null,null,null,null,null,null,null,null,null,null,null,null,null,null,null,null,null,null,null,null,null,null,null,null,null,null,null,null,null,null,null,null,null,null,null,null,null,null,null,null,null,null,null,null,null,null,null,null,null,null,null,null,null,null,null,null,null,null,null,null,null,null,null,null,null,null,null,null,null,null,{"$f":"$G26*TU26","v":0},{"$f":"TU26/$UW$26","v":0},null,{"$f":"$G26*TX26","v":0},{"$f":"TX26/$UW$26","v":0},null,{"$f":"$G26*UA26","v":0},{"$f":"UA26/$UW$26","v":0},null,{"$f":"$G26*UD26","v":0},{"$f":"UD26/$UW$26","v":0},null,{"$f":"$G26*UG26","v":0},{"$f":"UG26/$UW$26","v":0},null,{"$f":"$G26*UJ26","v":0},{"$f":"UJ26/$UW$26","v":0},null,null,null,null,null,null,null,null,null,null,27.38]
["1.5.3",null,"C","Q188  /6x6/150x150/ ","Q188  /6x6/150x150/ ","kg",{"$f":"CENA!G18","v":0},2446.52,0,null,null,null,null,null,null,null,null,null,null,null,null,null,{"$f":"$G27*V27","v":0},{"$f":"V27/$UW$27","v":0},39.46,{"$f":"$G27*Y27","v":0},{"$f":"Y27/$UW$27","v":1},236.76,{"$f":"$G27*AB27","v":0},{"$f":"AB27/$UW$27","v":6},null,{"$f":"$G27*AE27","v":0},{"$f":"AE27/$UW$27","v":0},78.92,{"$f":"$G27*AH27","v":0},{"$f":"AH27/$UW$27","v":2},118.38,{"$f":"$G27*AK27","v":0},{"$f":"AK27/$UW$27","v":3},null,{"$f":"$G27*AN27","v":0},{"$f":"AN27/$UW$27","v":0},355.14,{"$f":"$G27*AQ27","v":0},{"$f":"AQ27/$UW$27","v":9},null,{"$f":"$G27*AT27","v":0},{"$f":"AT27/$UW$27","v":0},null,{"$f":"$G27*AW27","v":0},{"$f":"AW27/$UW$27","v":0},null,0,{"$f":"AZ27/$UW$27","v":0},null,{"$f":"$G27*BC27","v":0},{"$f":"BC27/$UW$27","v":0},78.92,{"$f":"$G27*BF27","v":0},{"$f":"BF27/$UW$27","v":2},null,{"$f":"$G27*BI27","v":0},{"$f":"BI27/$UW$27","v":0},197.3,{"$f":"$G27*BL27","v":0},{"$f":"BL27/$UW$27","v":5},276.22000000000003,{"$f":"$G27*BO27","v":0},{"$f":"BO27/$UW$27","v":7.0000000000000009},78.92,{"$f":"$G27*BR27","v":0},{"$f":"BR27/$UW$27","v":2},null,{"$f":"$G27*BU27","v":0},{"$f":"BU27/$UW$27","v":0},157.84,{"$f":"$G27*BX27","v":0},{"$f":"BX27/$UW$27","v":4},197.3,{"$f":"$G27*CA27","v":0},{"$f":"CA27/$UW$27","v":5},null,{"$f":"$G27*CD27","v":0},{"$f":"CD27/$UW$27","v":0},null,{"$f":"$G27*CG27","v":0},{"$f":"CG27/$UW$27","v":0},null,0,{"$f":"CJ27/$UW$27","v":0},197.3,0,{"$f":"CM27/$UW$27","v":5},null,null,null,null,null,null,null,null,null,null,null,null,null,null,null,null,null,null,null,null,null,null,null,null,null,null,null,null,null,null,null,null,null,null,null,null,null,null,null,null,null,null,null,null,null,null,null,null,null,null,null,null,null,null,null,null,null,null,null,null,39.46,{"$f":"$G27*EX27","v":0},{"$f":"EX27/$UW$27","v":1},null,{"$f":"$G27*FA27","v":0},{"$f":"FA27/$UW$27","v":0},null,null,null,null,null,null,null,null,null,null,{"$f":"$G27*FM27","v":0},{"$f":"FM27/$UW$27","v":0},null,null,null,null,null,null,null,null,null,null,null,null,null,null,null,null,null,null,null,null,null,null,null,null,null,null,null,null,null,null,null,null,null,null,null,null,null,null,null,null,null,null,null,null,null,null,null,null,null,null,null,null,null,null,null,null,null,null,null,null,null,null,null,null,null,null,null,null,null,null,null,null,null,null,null,null,null,null,null,null,null,null,null,null,null,null,null,null,null,null,null,null,null,null,null,null,null,null,null,null,null,null,null,null,null,null,null,null,null,null,null,null,null,null,null,null,null,null,null,null,null,null,null,null,null,null,null,null,null,null,null,null,null,null,null,null,null,null,null,null,null,null,null,null,null,null,null,null,null,null,null,null,null,null,null,null,null,null,null,null,null,null,null,null,null,null,null,null,null,null,null,null,null,null,null,null,null,null,null,null,null,null,null,null,null,null,null,null,null,null,null,null,null,null,null,null,null,null,null,null,null,null,null,null,null,null,null,null,null,null,null,null,null,null,null,null,null,null,null,null,null,null,null,null,null,null,null,null,null,null,null,null,null,null,null,null,null,null,null,null,null,null,null,null,null,null,null,null,null,null,null,null,null,null,null,null,null,null,null,null,null,null,null,null,null,null,null,null,null,null,null,null,null,null,null,null,null,null,null,null,null,null,null,null,null,null,null,null,null,null,null,null,null,null,null,null,null,null,null,null,null,null,null,null,null,null,null,null,null,null,null,null,null,null,null,null,null,null,null,null,null,null,null,null,null,null,null,null,null,null,null,null,null,null,null,null,null,null,null,null,null,null,null,null,null,null,null,null,null,null,null,null,null,null,null,null,null,null,null,null,null,null,null,null,null,null,null,null,null,157.84,{"$f":"$G27*TU27","v":0},{"$f":"TU27/$UW$27","v":4},null,{"$f":"$G27*TX27","v":0},{"$f":"TX27/$UW$27","v":0},39.46,{"$f":"$G27*UA27","v":0},{"$f":"UA27/$UW$27","v":1},197.3,{"$f":"$G27*UD27","v":0},{"$f":"UD27/$UW$27","v":5},null,{"$f":"$G27*UG27","v":0},{"$f":"UG27/$UW$27","v":0},null,{"$f":"$G27*UJ27","v":0},{"$f":"UJ27/$UW$27","v":0},null,null,null,null,null,null,null,null,null,null,39.46]
["1.5.4",null,"D","Q283  /6x6/100x100/","Q283  /6x6/100x100/","kg",{"$f":"CENA!G19","v":0},0,0,null,null,null,null,null,null,null,null,null,null,null,null,null,{"$f":"$G28*V28","v":0},{"$f":"V28/$UW$28","v":0},null,{"$f":"$G28*Y28","v":0},{"$f":"Y28/$UW$28","v":0},null,{"$f":"$G28*AB28","v":0},{"$f":"AB28/$UW$28","v":0},null,{"$f":"$G28*AE28","v":0},{"$f":"AE28/$UW$28","v":0},null,{"$f":"$G28*AH28","v":0},{"$f":"AH28/$UW$28","v":0},null,{"$f":"$G28*AK28","v":0},{"$f":"AK28/$UW$28","v":0},null,{"$f":"$G28*AN28","v":0},{"$f":"AN28/$UW$28","v":0},null,{"$f":"$G28*AQ28","v":0},{"$f":"AQ28/$UW$28","v":0},null,{"$f":"$G28*AT28","v":0},{"$f":"AT28/$UW$28","v":0},null,{"$f":"$G28*AW28","v":0},{"$f":"AW28/$UW$28","v":0},null,0,{"$f":"AZ28/$UW$28","v":0},null,{"$f":"$G28*BC28","v":0},{"$f":"BC28/$UW$28","v":0},null,{"$f":"$G28*BF28","v":0},{"$f":"BF28/$UW$28","v":0},null,{"$f":"$G28*BI28","v":0},{"$f":"BI28/$UW$28","v":0},null,{"$f":"$G28*BL28","v":0},{"$f":"BL28/$UW$28","v":0},null,{"$f":"$G28*BO28","v":0},{"$f":"BO28/$UW$28","v":0},null,{"$f":"$G28*BR28","v":0},{"$f":"BR28/$UW$28","v":0},null,{"$f":"$G28*BU28","v":0},{"$f":"BU28/$UW$28","v":0},0,{"$f":"$G28*BX28","v":0},{"$f":"BX28/$UW$28","v":0},null,{"$f":"$G28*CA28","v":0},{"$f":"CA28/$UW$28","v":0},null,{"$f":"$G28*CD28","v":0},{"$f":"CD28/$UW$28","v":0},null,{"$f":"$G28*CG28","v":0},{"$f":"CG28/$UW$28","v":0},null,0,{"$f":"CJ28/$UW$28","v":0},null,0,{"$f":"CM28/$UW$28","v":0},null,null,null,null,null,null,null,null,null,null,null,null,null,null,null,null,null,null,null,null,null,null,null,null,null,null,null,null,null,null,null,null,null,null,null,null,null,null,null,null,null,null,null,null,null,null,null,null,null,null,null,null,null,null,null,null,null,null,null,null,null,{"$f":"$G28*EX28","v":0},{"$f":"EX28/$UW$28","v":0},null,{"$f":"$G28*FA28","v":0},{"$f":"FA28/$UW$28","v":0},null,null,null,null,null,null,null,null,null,null,{"$f":"$G28*FM28","v":0},{"$f":"FM28/$UW$28","v":0},null,null,null,null,null,null,null,null,null,null,null,null,null,null,null,null,null,null,null,null,null,null,null,null,null,null,null,null,null,null,null,null,null,null,null,null,null,null,null,null,null,null,null,null,null,null,null,null,null,null,null,null,null,null,null,null,null,null,null,null,null,null,null,null,null,null,null,null,null,null,null,null,null,null,null,null,null,null,null,null,null,null,null,null,null,null,null,null,null,null,null,null,null,null,null,null,null,null,null,null,null,null,null,null,null,null,null,null,null,null,null,null,null,null,null,null,null,null,null,null,null,null,null,null,null,null,null,null,null,null,null,null,null,null,null,null,null,null,null,null,null,null,null,null,null,null,null,null,null,null,null,null,null,null,null,null,null,null,null,null,null,null,null,null,null,null,null,null,null,null,null,null,null,null,null,null,null,null,null,null,null,null,null,null,null,null,null,null,null,null,null,null,null,null,null,null,null,null,null,null,null,null,null,null,null,null,null,null,null,null,null,null,null,null,null,null,null,null,null,null,null,null,null,null,null,null,null,null,null,null,null,null,null,null,null,null,null,null,null,null,null,null,null,null,null,null,null,null,null,null,null,null,null,null,null,null,null,null,null,null,null,null,null,null,null,null,null,null,null,null,null,null,null,null,null,null,null,null,null,null,null,null,null,null,null,null,null,null,null,null,null,null,null,null,null,null,null,null,null,null,null,null,null,null,null,null,null,null,null,null,null,null,null,null,null,null,null,null,null,null,null,null,null,null,null,null,null,null,null,null,null,null,null,null,null,null,null,null,null,null,null,null,null,null,null,null,null,null,null,null,null,null,null,null,null,null,null,null,null,null,null,null,null,null,null,null,null,null,null,null,{"$f":"$G28*TU28","v":0},{"$f":"TU28/$UW$28","v":0},null,{"$f":"$G28*TX28","v":0},{"$f":"TX28/$UW$28","v":0},null,{"$f":"$G28*UA28","v":0},{"$f":"UA28/$UW$28","v":0},null,{"$f":"$G28*UD28","v":0},{"$f":"UD28/$UW$28","v":0},null,{"$f":"$G28*UG28","v":0},{"$f":"UG28/$UW$28","v":0},null,{"$f":"$G28*UJ28","v":0},{"$f":"UJ28/$UW$28","v":0},null,null,null,null,null,null,null,null,null,null,58.21]
["1.5.5",null,"E","Q335  /8x8/150x150/","Q335  /8x8/150x150/","kg",{"$f":"CENA!G20","v":0},0,0,null,null,null,null,null,null,null,null,null,null,null,null,null,{"$f":"$G29*V29","v":0},{"$f":"V29/$UW$29","v":0},null,{"$f":"$G29*Y29","v":0},{"$f":"Y29/$UW$29","v":0},null,{"$f":"$G29*AB29","v":0},{"$f":"AB29/$UW$29","v":0},null,{"$f":"$G29*AE29","v":0},{"$f":"AE29/$UW$29","v":0},null,{"$f":"$G29*AH29","v":0},{"$f":"AH29/$UW$29","v":0},null,{"$f":"$G29*AK29","v":0},{"$f":"AK29/$UW$29","v":0},null,{"$f":"$G29*AN29","v":0},{"$f":"AN29/$UW$29","v":0},null,{"$f":"$G29*AQ29","v":0},{"$f":"AQ29/$UW$29","v":0},null,{"$f":"$G29*AT29","v":0},{"$f":"AT29/$UW$29","v":0},null,{"$f":"$G29*AW29","v":0},{"$f":"AW29/$UW$29","v":0},null,0,{"$f":"AZ29/$UW$29","v":0},null,{"$f":"$G29*BC29","v":0},{"$f":"BC29/$UW$29","v":0},null,{"$f":"$G29*BF29","v":0},{"$f":"BF29/$UW$29","v":0},null,{"$f":"$G29*BI29","v":0},{"$f":"BI29/$UW$29","v":0},null,{"$f":"$G29*BL29","v":0},{"$f":"BL29/$UW$29","v":0},null,{"$f":"$G29*BO29","v":0},{"$f":"BO29/$UW$29","v":0},null,{"$f":"$G29*BR29","v":0},{"$f":"BR29/$UW$29","v":0},null,{"$f":"$G29*BU29","v":0},{"$f":"BU29/$UW$29","v":0},0,{"$f":"$G29*BX29","v":0},{"$f":"BX29/$UW$29","v":0},null,{"$f":"$G29*CA29","v":0},{"$f":"CA29/$UW$29","v":0},null,{"$f":"$G29*CD29","v":0},{"$f":"CD29/$UW$29","v":0},null,{"$f":"$G29*CG29","v":0},{"$f":"CG29/$UW$29","v":0},null,0,{"$f":"CJ29/$UW$29","v":0},null,0,{"$f":"CM29/$UW$29","v":0},null,null,null,null,null,null,null,null,null,null,null,null,null,null,null,null,null,null,null,null,null,null,null,null,null,null,null,null,null,null,null,null,null,null,null,null,null,null,null,null,null,null,null,null,null,null,null,null,null,null,null,null,null,null,null,null,null,null,null,null,null,{"$f":"$G29*EX29","v":0},{"$f":"EX29/$UW$29","v":0},null,{"$f":"$G29*FA29","v":0},{"$f":"FA29/$UW$29","v":0},null,null,null,null,null,null,null,null,null,null,{"$f":"$G29*FM29","v":0},{"$f":"FM29/$UW$29","v":0},null,null,null,null,null,null,null,null,null,null,null,null,null,null,null,null,null,null,null,null,null,null,null,null,null,null,null,null,null,null,null,null,null,null,null,null,null,null,null,null,null,null,null,null,null,null,null,null,null,null,null,null,null,null,null,null,null,null,null,null,null,null,null,null,null,null,null,null,null,null,null,null,null,null,null,null,null,null,null,null,null,null,null,null,null,null,null,null,null,null,null,null,null,null,null,null,null,null,null,null,null,null,null,null,null,null,null,null,null,null,null,null,null,null,null,null,null,null,null,null,null,null,null,null,null,null,null,null,null,null,null,null,null,null,null,null,null,null,null,null,null,null,null,null,null,null,null,null,null,null,null,null,null,null,null,null,null,null,null,null,null,null,null,null,null,null,null,null,null,null,null,null,null,null,null,null,null,null,null,null,null,null,null,null,null,null,null,null,null,null,null,null,null,null,null,null,null,null,null,null,null,null,null,null,null,null,null,null,null,null,null,null,null,null,null,null,null,null,null,null,null,null,null,null,null,null,null,null,null,null,null,null,null,null,null,null,null,null,null,null,null,null,null,null,null,null,null,null,null,null,null,null,null,null,null,null,null,null,null,null,null,null,null,null,null,null,null,null,null,null,null,null,null,null,null,null,null,null,null,null,null,null,null,null,null,null,null,null,null,null,null,null,null,null,null,null,null,null,null,null,null,null,null,null,null,null,null,null,null,null,null,null,null,null,null,null,null,null,null,null,null,null,null,null,null,null,null,null,null,null,null,null,null,null,null,null,null,null,null,null,null,null,null,null,null,null,null,null,null,null,null,null,null,null,null,null,null,null,null,null,null,null,null,null,null,null,null,null,null,null,{"$f":"$G29*TU29","v":0},{"$f":"TU29/$UW$29","v":0},null,{"$f":"$G29*TX29","v":0},{"$f":"TX29/$UW$29","v":0},null,{"$f":"$G29*UA29","v":0},{"$f":"UA29/$UW$29","v":0},null,{"$f":"$G29*UD29","v":0},{"$f":"UD29/$UW$29","v":0},null,{"$f":"$G29*UG29","v":0},{"$f":"UG29/$UW$29","v":0},null,{"$f":"$G29*UJ29","v":0},{"$f":"UJ29/$UW$29","v":0},null,null,null,null,null,null,null,null,null,null,70.22]
[]
[2,"Z",null,"MATERIJAL ZA ZIDANJE, MALTERISANJE, GLETOVANJE I FARBANJE","MASONRY, PLASTERING FAIRING AND PAINTING MATERIAL"]
["2.1","Z",1,"Giter blok (d/š/v) 250x190x190 mm","Gitter block (l/w/h) 250x190x190 mm","kom/pcs",{"$f":"CENA!G23","v":0},{"$f":"J32+M32+P32+S32+AQ32+CJ32+DK32+FD32+V32+Y32+AB32+AE32+AH32+AK32+AN32+AT32+AW32+AZ32+BC32+BF32+BI32+BL32+BO32+BR32+BU32+BX32+CA32+CD32+CG32+CM32+CP32+CS32+CV32+CY32+DB32+DE32+DH32+DN32+DQ32+DT32+DW32+DZ32+EC32+EF32+EI32+EL32+EO32+ER32+EU32+EX32+FA32+FG32+FJ32+FM32+FP32+FS32+FV32+FY32+GB32+GE32+GH32+GK32+GN32+GQ32+GT32+GW32+GZ32+HC32+HF32+HI32+HL32+HO32+HR32+HU32+HX32+IA32+ID32+IG32+IJ32+IM32+IP32+IS32+IV32+IY32+JB32+JE32+JH32+JK32+JN32+JQ32+JT32+JW32+JZ32+KC32+KF32+KI32+KL32+KO32+KR32+KU32+KX32+LA32+LD32+LG32+LJ32+LM32+LP32+LS32+LV32+LY32+MB32+ME32+MH32+MK32+MN32+MQ32+MT32+MW32+MZ32+NC32+NF32+NI32+NL32+NO32+NR32+NU32+NX32+OA32+OD32+OG32+OJ32+OM32+OP32+OS32+OV32+OY32+PB32+PE32+PH32+PK32+PN32+PQ32+PT32+PW32+PZ32+QC32+QF32+QI32+QL32+QO32+QR32+QU32+QX32+RA32+RD32+RG32+RJ32+RM32+RP32+RS32+RV32+RY32+SB32+SE32+SH32+SK32+SN32+SQ32+ST32+SW32+SZ32+TC32+TF32+TI32+TL32+TO32+TR32+TU32+TX32+UA32+UD32+UG32+UJ32+UM32+UP32+US32","v":10000},{"$f":"G32*H32","v":0},null,null,null,null,null,null,null,null,null,null,null,null,null,{"$f":"$G32*V32","v":0},null,null,{"$f":"$G32*Y32","v":0},null,null,{"$f":"$G32*AB32","v":0},null,null,{"$f":"$G32*AE32","v":0},null,null,{"$f":"$G32*AH32","v":0},null,960,{"$f":"$G32*AK32","v":0},null,null,{"$f":"$G32*AN32","v":0},null,null,{"$f":"$G32*AQ32","v":0},null,null,{"$f":"$G32*AT32","v":0},null,null,{"$f":"$G32*AW32","v":0},null,null,{"$f":"$G32*AZ32","v":0},null,null,{"$f":"$G32*BC32","v":0},null,640,{"$f":"$G32*BF32","v":0},null,null,{"$f":"$G32*BI32","v":0},null,2240,{"$f":"$G32*BL32","v":0},null,480,{"$f":"$G32*BO32","v":0},null,640,{"$f":"$G32*BR32","v":0},null,800,{"$f":"$G32*BU32","v":0},null,320,{"$f":"$G32*BX32","v":0},null,null,{"$f":"$G32*CA32","v":0},null,480,{"$f":"$G32*CD32","v":0},null,480,{"$f":"$G32*CG32","v":0},null,null,{"$f":"$G32*CJ32","v":0},null,320,{"$f":"$G32*CM32","v":0},null,null,null,null,null,null,null,null,null,null,null,null,null,null,null,null,null,null,null,null,null,null,null,null,null,null,null,null,null,null,null,null,null,null,null,null,null,null,null,null,null,null,null,null,null,null,null,null,null,null,null,null,null,null,null,null,null,null,null,null,null,null,{"$f":"$G32*EX32","v":0},null,null,{"$f":"$G32*FA32","v":0},null,null,null,null,null,null,null,null,null,null,null,{"$f":"$G32*FM32","v":0},null,null,null,null,null,null,null,null,null,null,null,null,null,null,null,null,null,null,null,null,null,null,null,null,null,null,null,null,null,null,null,null,null,null,null,null,null,null,null,null,null,null,null,null,null,null,null,null,null,null,null,null,null,null,null,null,null,null,null,null,null,null,null,null,null,null,null,null,null,null,null,null,null,null,null,null,null,null,null,null,null,null,null,null,null,null,null,null,null,null,null,null,null,null,null,null,null,null,null,null,null,null,null,null,null,null,null,null,null,null,null,null,null,null,null,null,null,null,null,null,null,null,null,null,null,null,null,null,null,null,null,null,null,null,null,null,null,null,null,null,null,null,null,null,null,null,null,null,null,null,null,null,null,null,null,null,null,null,null,null,null,null,null,null,null,null,null,null,null,null,null,null,null,null,null,null,null,null,null,null,null,null,null,null,null,null,null,null,null,null,null,null,null,null,null,null,null,null,null,null,null,null,null,null,null,null,null,null,null,null,null,null,null,null,null,null,null,null,null,null,null,null,null,null,null,null,null,null,null,null,null,null,null,null,null,null,null,null,null,null,null,null,null,null,null,null,null,null,null,null,null,null,null,null,null,null,null,null,null,null,null,null,null,null,null,null,null,null,null,null,null,null,null,null,null,null,null,null,null,null,null,null,null,null,null,null,null,null,null,null,null,null,null,null,null,null,null,null,null,null,null,null,null,null,null,null,null,null,null,null,null,null,null,null,null,null,null,null,null,null,null,null,null,null,null,null,null,null,null,null,null,null,null,null,null,null,null,null,null,null,null,null,null,null,null,null,null,null,null,null,null,null,null,null,null,null,null,null,null,null,null,null,null,null,null,null,null,null,null,null,1760,{"$f":"$G32*TU32","v":0},null,null,{"$f":"$G32*TX32","v":0},null,400,{"$f":"$G32*UA32","v":0},null,null,{"$f":"$G32*UD32","v":0},null,null,{"$f":"$G32*UG32","v":0},null,480,{"$f":"$G32*UJ32","v":0}]
["2.2","Z",2,"Giter polublok (12cm) (d/š/v) 250x120x190mm","Gitter half block (12cm) (l/w/h) 250x120x190mm","kom/pcs",{"$f":"CENA!G24","v":0},1155,0,null,null,null,null,null,null,null,null,null,null,null,null,null,{"$f":"$G33*V33","v":0},null,null,{"$f":"$G33*Y33","v":0},null,null,{"$f":"$G33*AB33","v":0},null,null,{"$f":"$G33*AE33","v":0},null,null,{"$f":"$G33*AH33","v":0},null,null,{"$f":"$G33*AK33","v":0},null,null,{"$f":"$G33*AN33","v":0},null,null,{"$f":"$G33*AQ33","v":0},null,null,{"$f":"$G33*AT33","v":0},null,null,{"$f":"$G33*AW33","v":0},null,null,0,null,null,{"$f":"$G33*BC33","v":0},null,null,{"$f":"$G33*BF33","v":0},null,null,{"$f":"$G33*BI33","v":0},null,null,{"$f":"$G33*BL33","v":0},null,null,{"$f":"$G33*BO33","v":0},null,null,{"$f":"$G33*BR33","v":0},null,null,{"$f":"$G33*BU33","v":0},null,0,{"$f":"$G33*BX33","v":0},null,null,{"$f":"$G33*CA33","v":0},null,null,{"$f":"$G33*CD33","v":0},null,null,{"$f":"$G33*CG33","v":0},null,null,0,null,null,0,null,null,null,null,null,null,null,null,null,null,null,null,null,null,null,null,null,null,null,null,null,null,null,null,null,null,null,null,null,null,null,null,null,null,null,null,null,null,null,null,null,null,null,null,null,null,null,null,null,null,null,null,null,null,null,null,null,null,null,null,null,null,{"$f":"$G33*EX33","v":0},null,null,{"$f":"$G33*FA33","v":0},null,null,null,null,null,null,null,null,null,null,null,{"$f":"$G33*FM33","v":0},null,null,null,null,null,null,null,null,null,null,null,null,null,null,null,null,null,null,null,null,null,null,null,null,null,null,null,null,null,null,null,null,null,null,null,null,null,null,null,null,null,null,null,null,null,null,null,null,null,null,null,null,null,null,null,null,null,null,null,null,null,null,null,null,null,null,null,null,null,null,null,null,null,null,null,null,null,null,null,null,null,null,null,null,null,null,null,null,null,null,null,null,null,null,null,null,null,null,null,null,null,null,null,null,null,null,null,null,null,null,null,null,null,null,null,null,null,null,null,null,null,null,null,null,null,null,null,null,null,null,null,null,null,null,null,null,null,null,null,null,null,null,null,null,null,null,null,null,null,null,null,null,null,null,null,null,null,null,null,null,null,null,null,null,null,null,null,null,null,null,null,null,null,null,null,null,null,null,null,null,null,null,null,null,null,null,null,null,null,null,null,null,null,null,null,null,null,null,null,null,null,null,null,null,null,null,null,null,null,null,null,null,null,null,null,null,null,null,null,null,null,null,null,null,null,null,null,null,null,null,null,null,null,null,null,null,null,null,null,null,null,null,null,null,null,null,null,null,null,null,null,null,null,null,null,null,null,null,null,null,null,null,null,null,null,null,null,null,null,null,null,null,null,null,null,null,null,null,null,null,null,null,null,null,null,null,null,null,null,null,null,null,null,null,null,null,null,null,null,null,null,null,null,null,null,null,null,null,null,null,null,null,null,null,null,null,null,null,null,null,null,null,null,null,null,null,null,null,null,null,null,null,null,null,null,null,null,null,null,null,null,null,null,null,null,null,null,null,null,null,null,null,null,null,null,null,null,null,null,null,null,null,null,null,null,null,null,null,null,null,630,{"$f":"$G33*TU33","v":0},null,null,{"$f":"$G33*TX33","v":0},null,105,{"$f":"$G33*UA33","v":0},null,null,{"$f":"$G33*UD33","v":0},null,null,{"$f":"$G33*UG33","v":0},null,420,{"$f":"$G33*UJ33","v":0}]
["2.3","Z",3,"Opeka puna (d/š/v) 250x120x65 mm","Brick (full-without holes) (l/w/h) 250x120x65 mm","kom/pcs",{"$f":"CENA!G25","v":0},9216,0,null,null,null,null,null,null,null,null,null,null,null,null,null,{"$f":"$G34*V34","v":0},null,null,{"$f":"$G34*Y34","v":0},null,512,{"$f":"$G34*AB34","v":0},null,null,{"$f":"$G34*AE34","v":0},null,null,{"$f":"$G34*AH34","v":0},null,null,{"$f":"$G34*AK34","v":0},null,null,{"$f":"$G34*AN34","v":0},null,null,{"$f":"$G34*AQ34","v":0},null,512,{"$f":"$G34*AT34","v":0},null,512,{"$f":"$G34*AW34","v":0},null,null,0,null,512,{"$f":"$G34*BC34","v":0},null,null,{"$f":"$G34*BF34","v":0},null,1024,{"$f":"$G34*BI34","v":0},null,512,{"$f":"$G34*BL34","v":0},null,null,{"$f":"$G34*BO34","v":0},null,null,{"$f":"$G34*BR34","v":0},null,null,{"$f":"$G34*BU34","v":0},null,512,{"$f":"$G34*BX34","v":0},null,null,{"$f":"$G34*CA34","v":0},null,null,{"$f":"$G34*CD34","v":0},null,1024,{"$f":"$G34*CG34","v":0},null,null,0,null,1024,0,null,null,null,null,null,null,null,null,null,null,null,null,null,null,null,null,null,null,null,null,null,null,null,null,null,null,null,null,null,null,null,null,null,null,null,null,null,null,null,null,null,null,null,null,null,null,null,null,null,null,null,null,null,null,null,null,null,null,null,null,null,null,{"$f":"$G34*EX34","v":0},null,null,{"$f":"$G34*FA34","v":0},null,null,null,null,null,null,null,null,null,null,512,{"$f":"$G34*FM34","v":0},null,null,null,null,null,null,null,null,null,null,null,null,null,null,null,null,null,null,null,null,null,null,null,null,null,null,null,null,null,null,null,null,null,null,null,null,null,null,null,null,null,null,null,null,null,null,null,null,null,null,null,null,null,null,null,null,null,null,null,null,null,null,null,null,null,null,null,null,null,null,null,null,null,null,null,null,null,null,null,null,null,null,null,null,null,null,null,null,null,null,null,null,null,null,null,null,null,null,null,null,null,null,null,null,null,null,null,null,null,null,null,null,null,null,null,null,null,null,null,null,null,null,null,null,null,null,null,null,null,null,null,null,null,null,null,null,null,null,null,null,null,null,null,null,null,null,null,null,null,null,null,null,null,null,null,null,null,null,null,null,null,null,null,null,null,null,null,null,null,null,null,null,null,null,null,null,null,null,null,null,null,null,null,null,null,null,null,null,null,null,null,null,null,null,null,null,null,null,null,null,null,null,null,null,null,null,null,null,null,null,null,null,null,null,null,null,null,null,null,null,null,null,null,null,null,null,null,null,null,null,null,null,null,null,null,null,null,null,null,null,null,null,null,null,null,null,null,null,null,null,null,null,null,null,null,null,null,null,null,null,null,null,null,null,null,null,null,null,null,null,null,null,null,null,null,null,null,null,null,null,null,null,null,null,null,null,null,null,null,null,null,null,null,null,null,null,null,null,null,null,null,null,null,null,null,null,null,null,null,null,null,null,null,null,null,null,null,null,null,null,null,null,null,null,null,null,null,null,null,null,null,null,null,null,null,null,null,null,null,null,null,null,null,null,null,null,null,null,null,null,null,null,null,null,null,null,null,null,null,null,null,null,null,null,null,null,null,null,null,null,null,{"$f":"$G34*TU34","v":0},null,null,{"$f":"$G34*TX34","v":0},null,null,{"$f":"$G34*UA34","v":0},null,1536,{"$f":"$G34*UD34","v":0},null,1024,{"$f":"$G34*UG34","v":0},null,null,{"$f":"$G34*UJ34","v":0}]
["2.4","Z",4,"Blok od porobetona za pregradni zid\n(d/š/v) 625x200x200 mm","Aerated concrete block for partition wall\n(l/w/h) 625x200x200 mm","kom/pcs",{"$f":"CENA!G26","v":0},0,0,null,null,null,null,null,null,null,null,null,null,null,null,null,{"$f":"$G35*V35","v":0},null,null,{"$f":"$G35*Y35","v":0},null,null,{"$f":"$G35*AB35","v":0},null,null,{"$f":"$G35*AE35","v":0},null,null,{"$f":"$G35*AH35","v":0},null,null,{"$f":"$G35*AK35","v":0},null,null,{"$f":"$G35*AN35","v":0},null,null,{"$f":"$G35*AQ35","v":0},null,null,{"$f":"$G35*AT35","v":0},null,null,{"$f":"$G35*AW35","v":0},null,null,0,null,null,{"$f":"$G35*BC35","v":0},null,null,{"$f":"$G35*BF35","v":0},null,null,{"$f":"$G35*BI35","v":0},null,null,{"$f":"$G35*BL35","v":0},null,null,{"$f":"$G35*BO35","v":0},null,null,{"$f":"$G35*BR35","v":0},null,null,{"$f":"$G35*BU35","v":0},null,0,{"$f":"$G35*BX35","v":0},null,null,{"$f":"$G35*CA35","v":0},null,null,{"$f":"$G35*CD35","v":0},null,null,{"$f":"$G35*CG35","v":0},null,null,0,null,null,0,null,null,null,null,null,null,null,null,null,null,null,null,null,null,null,null,null,null,null,null,null,null,null,null,null,null,null,null,null,null,null,null,null,null,null,null,null,null,null,null,null,null,null,null,null,null,null,null,null,null,null,null,null,null,null,null,null,null,null,null,null,null,{"$f":"$G35*EX35","v":0},null,null,{"$f":"$G35*FA35","v":0},null,null,null,null,null,null,null,null,null,null,null,{"$f":"$G35*FM35","v":0},null,null,null,null,null,null,null,null,null,null,null,null,null,null,null,null,null,null,null,null,null,null,null,null,null,null,null,null,null,null,null,null,null,null,null,null,null,null,null,null,null,null,null,null,null,null,null,null,null,null,null,null,null,null,null,null,null,null,null,null,null,null,null,null,null,null,null,null,null,null,null,null,null,null,null,null,null,null,null,null,null,null,null,null,null,null,null,null,null,null,null,null,null,null,null,null,null,null,null,null,null,null,null,null,null,null,null,null,null,null,null,null,null,null,null,null,null,null,null,null,null,null,null,null,null,null,null,null,null,null,null,null,null,null,null,null,null,null,null,null,null,null,null,null,null,null,null,null,null,null,null,null,null,null,null,null,null,null,null,null,null,null,null,null,null,null,null,null,null,null,null,null,null,null,null,null,null,null,null,null,null,null,null,null,null,null,null,null,null,null,null,null,null,null,null,null,null,null,null,null,null,null,null,null,null,null,null,null,null,null,null,null,null,null,null,null,null,null,null,null,null,null,null,null,null,null,null,null,null,null,null,null,null,null,null,null,null,null,null,null,null,null,null,null,null,null,null,null,null,null,null,null,null,null,null,null,null,null,null,null,null,null,null,null,null,null,null,null,null,null,null,null,null,null,null,null,null,null,null,null,null,null,null,null,null,null,null,null,null,null,null,null,null,null,null,null,null,null,null,null,null,null,null,null,null,null,null,null,null,null,null,null,null,null,null,null,null,null,null,null,null,null,null,null,null,null,null,null,null,null,null,null,null,null,null,null,null,null,null,null,null,null,null,null,null,null,null,null,null,null,null,null,null,null,null,null,null,null,null,null,null,null,null,null,null,null,null,null,null,null,null,{"$f":"$G35*TU35","v":0},null,null,{"$f":"$G35*TX35","v":0},null,null,{"$f":"$G35*UA35","v":0},null,null,{"$f":"$G35*UD35","v":0},null,null,{"$f":"$G35*UG35","v":0},null,null,{"$f":"$G35*UJ35","v":0}]
["2.5","Z",5,"Fert nosači (gredice)\nDužina nosača je jednaka dužini binora = \nširina otvora između zidova + 30 cm.\nBroj gredica = dužina prostorije x 0,40","Fert beams\nBoom length is equal to the length of Binor =\nwidth of the openings between the walls + 30 cm.\nNumber of beams = length of room x 0.40","/","/","/","/",null,null,null,null,null,null,null,null,null,null,null,null,"/","/",null,"/","/",null,"/","/",null,"/","/",null,"/","/",null,"/","/",null,"/","/",null,"/","/",null,"/","/",null,"/","/",null,"/","/",null,"/","/",null,"/","/",null,"/","/",null,"/","/",null,"/","/",null,"/","/",null,"/","/",null,"/","/",null,"/","/",null,"/","/",null,"/","/",null,"/","/",null,"/","/",null,null,null,null,null,null,null,null,null,null,null,null,null,null,null,null,null,null,null,null,null,null,null,null,null,null,null,null,null,null,null,null,null,null,null,null,null,null,null,null,null,null,null,null,null,null,null,null,null,null,null,null,null,null,null,null,null,null,null,null,null,"/","/",null,"/","/",null,null,null,null,null,null,null,null,null,null,"/","/",null,null,null,null,null,null,null,null,null,null,null,null,null,null,null,null,null,null,null,null,null,null,null,null,null,null,null,null,null,null,null,null,null,null,null,null,null,null,null,null,null,null,null,null,null,null,null,null,null,null,null,null,null,null,null,null,null,null,null,null,null,null,null,null,null,null,null,null,null,null,null,null,null,null,null,null,null,null,null,null,null,null,null,null,null,null,null,null,null,null,null,null,null,null,null,null,null,null,null,null,null,null,null,null,null,null,null,null,null,null,null,null,null,null,null,null,null,null,null,null,null,null,null,null,null,null,null,null,null,null,null,null,null,null,null,null,null,null,null,null,null,null,null,null,null,null,null,null,null,null,null,null,null,null,null,null,null,null,null,null,null,null,null,null,null,null,null,null,null,null,null,null,null,null,null,null,null,null,null,null,null,null,null,null,null,null,null,null,null,null,null,null,null,null,null,null,null,null,null,null,null,null,null,null,null,null,null,null,null,null,null,null,null,null,null,null,null,null,null,null,null,null,null,null,null,null,null,null,null,null,null,null,null,null,null,null,null,null,null,null,null,null,null,null,null,null,null,null,null,null,null,null,null,null,null,null,null,null,null,null,null,null,null,null,null,null,null,null,null,null,null,null,null,null,null,null,null,null,null,null,null,null,null,null,null,null,null,null,null,null,null,null,null,null,null,null,null,null,null,null,null,null,null,null,null,null,null,null,null,null,null,null,null,null,null,null,null,null,null,null,null,null,null,null,null,null,null,null,null,null,null,null,null,null,null,null,null,null,null,null,null,null,null,null,null,null,null,null,null,null,null,null,null,null,null,null,null,null,null,null,null,null,null,null,null,null,null,null,null,null,"/","/",null,"/","/",null,"/","/",null,"/","/",null,"/","/",null,"/","/"]
["2.5.1",null,"A","0,00-3,90 m ","0,00-3,90 m ","m1",{"$f":"CENA!G28","v":0},{"$f":"J37+M37+P37+S37+AQ37+CJ37+DK37+FD37+V37+Y37+AB37+AE37+AH37+AK37+AN37+AT37+AW37+AZ37+BC37+BF37+BI37+BL37+BO37+BR37+BU37+BX37+CA37+CD37+CG37+CM37+CP37+CS37+CV37+CY37+DB37+DE37+DH37+DN37+DQ37+DT37+DW37+DZ37+EC37+EF37+EI37+EL37+EO37+ER37+EU37+EX37+FA37+FG37+FJ37+FM37+FP37+FS37+FV37+FY37+GB37+GE37+GH37+GK37+GN37+GQ37+GT37+GW37+GZ37+HC37+HF37+HI37+HL37+HO37+HR37+HU37+HX37+IA37+ID37+IG37+IJ37+IM37+IP37+IS37+IV37+IY37+JB37+JE37+JH37+JK37+JN37+JQ37+JT37+JW37+JZ37+KC37+KF37+KI37+KL37+KO37+KR37+KU37+KX37+LA37+LD37+LG37+LJ37+LM37+LP37+LS37+LV37+LY37+MB37+ME37+MH37+MK37+MN37+MQ37+MT37+MW37+MZ37+NC37+NF37+NI37+NL37+NO37+NR37+NU37+NX37+OA37+OD37+OG37+OJ37+OM37+OP37+OS37+OV37+OY37+PB37+PE37+PH37+PK37+PN37+PQ37+PT37+PW37+PZ37+QC37+QF37+QI37+QL37+QO37+QR37+QU37+QX37+RA37+RD37+RG37+RJ37+RM37+RP37+RS37+RV37+RY37+SB37+SE37+SH37+SK37+SN37+SQ37+ST37+SW37+SZ37+TC37+TF37+TI37+TL37+TO37+TR37+TU37+TX37+UA37+UD37+UG37+UJ37+UM37+UP37+US37","v":276.89999999999998},{"$f":"G37*H37","v":0},null,null,null,null,null,null,null,null,null,null,null,null,null,{"$f":"$G37*V37","v":0},null,null,{"$f":"$G37*Y37","v":0},null,null,{"$f":"$G37*AB37","v":0},{"$f":"AB37/3.9","v":0},null,{"$f":"$G37*AE37","v":0},{"$f":"AE37/3.9","v":0},null,{"$f":"$G37*AH37","v":0},null,120.9,{"$f":"$G37*AK37","v":0},null,null,{"$f":"$G37*AN37","v":0},{"$f":"AN37/3.9","v":0},null,{"$f":"$G37*AQ37","v":0},{"$f":"AQ37/3.9","v":0},null,{"$f":"$G37*AT37","v":0},null,null,{"$f":"$G37*AW37","v":0},null,null,{"$f":"$G37*AZ37","v":0},{"$f":"AZ37/3.9","v":0},null,{"$f":"$G37*BC37","v":0},null,null,{"$f":"$G37*BF37","v":0},null,null,{"$f":"$G37*BI37","v":0},null,null,{"$f":"$G37*BL37","v":0},{"$f":"BL37/3.9","v":0},null,{"$f":"$G37*BO37","v":0},{"$f":"BO37/3.9","v":0},null,{"$f":"$G37*BR37","v":0},null,null,{"$f":"$G37*BU37","v":0},null,0,{"$f":"$G37*BX37","v":0},{"$f":"BX37/3.9","v":0},null,{"$f":"$G37*CA37","v":0},{"$f":"CA37/3.9","v":0},null,{"$f":"$G37*CD37","v":0},null,null,{"$f":"$G37*CG37","v":0},null,null,{"$f":"$G37*CJ37","v":0},{"$f":"CJ37/3.9","v":0},null,{"$f":"$G37*CM37","v":0},{"$f":"CM37/3.9","v":0},null,null,null,null,null,null,null,null,null,null,null,null,null,null,null,null,null,null,null,null,null,null,null,null,null,null,null,null,null,null,null,null,null,null,null,null,null,null,null,null,null,null,null,null,null,null,null,null,null,null,null,null,null,null,null,null,null,null,null,null,null,{"$f":"$G37*EX37","v":0},{"$f":"EX37/3.9","v":0},null,{"$f":"$G37*FA37","v":0},{"$f":"FA37/3.9","v":0},null,null,null,null,null,null,null,null,null,null,{"$f":"$G37*FM37","v":0},{"$f":"FM37/3.9","v":0},null,null,null,null,null,null,null,null,null,null,null,null,null,null,null,null,null,null,null,null,null,null,null,null,null,null,null,null,null,null,null,null,null,null,null,null,null,null,null,null,null,null,null,null,null,null,null,null,null,null,null,null,null,null,null,null,null,null,null,null,null,null,null,null,null,null,null,null,null,null,null,null,null,null,null,null,null,null,null,null,null,null,null,null,null,null,null,null,null,null,null,null,null,null,null,null,null,null,null,null,null,null,null,null,null,null,null,null,null,null,null,null,null,null,null,null,null,null,null,null,null,null,null,null,null,null,null,null,null,null,null,null,null,null,null,null,null,null,null,null,null,null,null,null,null,null,null,null,null,null,null,null,null,null,null,null,null,null,null,null,null,null,null,null,null,null,null,null,null,null,null,null,null,null,null,null,null,null,null,null,null,null,null,null,null,null,null,null,null,null,null,null,null,null,null,null,null,null,null,null,null,null,null,null,null,null,null,null,null,null,null,null,null,null,null,null,null,null,null,null,null,null,null,null,null,null,null,null,null,null,null,null,null,null,null,null,null,null,null,null,null,null,null,null,null,null,null,null,null,null,null,null,null,null,null,null,null,null,null,null,null,null,null,null,null,null,null,null,null,null,null,null,null,null,null,null,null,null,null,null,null,null,null,null,null,null,null,null,null,null,null,null,null,null,null,null,null,null,null,null,null,null,null,null,null,null,null,null,null,null,null,null,null,null,null,null,null,null,null,null,null,null,null,null,null,null,null,null,null,null,null,null,null,null,null,null,null,null,null,null,null,null,null,null,null,null,null,null,null,null,null,null,null,null,null,null,null,null,null,null,null,null,null,null,null,null,null,null,null,156,{"$f":"$G37*TU37","v":0},null,null,{"$f":"$G37*TX37","v":0},null,null,{"$f":"$G37*UA37","v":0},null,null,{"$f":"$G37*UD37","v":0},null,null,{"$f":"$G37*UG37","v":0},{"$f":"UG37/3.9","v":0},null,{"$f":"$G37*UJ37","v":0},{"$f":"UJ37/3.9","v":0}]
["2.5.2",null,"B","3,91-4,50 m ","3,91-4,50 m ","m1",{"$f":"CENA!G29","v":0},225,0,null,null,null,null,null,null,null,null,null,null,null,null,null,0,null,null,0,null,null,0,{"$f":"AB38/4.5","v":0},null,0,{"$f":"AE38/4.5","v":0},null,0,null,null,0,null,null,0,{"$f":"AN38/4.5","v":0},null,0,{"$f":"AQ38/4.5","v":0},null,0,null,null,0,null,null,0,{"$f":"AZ38/4.5","v":0},null,0,null,null,0,null,null,0,null,null,0,{"$f":"BL38/4.5","v":0},225,0,{"$f":"BO38/4.5","v":50},null,0,null,null,0,null,0,0,{"$f":"BX38/4.5","v":0},null,0,{"$f":"CA38/4.5","v":0},null,0,null,null,0,null,null,0,{"$f":"CJ38/4.5","v":0},null,0,{"$f":"CM38/4.5","v":0},null,null,null,null,null,null,null,null,null,null,null,null,null,null,null,null,null,null,null,null,null,null,null,null,null,null,null,null,null,null,null,null,null,null,null,null,null,null,null,null,null,null,null,null,null,null,null,null,null,null,null,null,null,null,null,null,null,null,null,null,null,0,{"$f":"EX38/4.5","v":0},null,0,{"$f":"FA38/4.5","v":0},null,null,null,null,null,null,null,null,null,null,0,{"$f":"FM38/4.5","v":0},null,null,null,null,null,null,null,null,null,null,null,null,null,null,null,null,null,null,null,null,null,null,null,null,null,null,null,null,null,null,null,null,null,null,null,null,null,null,null,null,null,null,null,null,null,null,null,null,null,null,null,null,null,null,null,null,null,null,null,null,null,null,null,null,null,null,null,null,null,null,null,null,null,null,null,null,null,null,null,null,null,null,null,null,null,null,null,null,null,null,null,null,null,null,null,null,null,null,null,null,null,null,null,null,null,null,null,null,null,null,null,null,null,null,null,null,null,null,null,null,null,null,null,null,null,null,null,null,null,null,null,null,null,null,null,null,null,null,null,null,null,null,null,null,null,null,null,null,null,null,null,null,null,null,null,null,null,null,null,null,null,null,null,null,null,null,null,null,null,null,null,null,null,null,null,null,null,null,null,null,null,null,null,null,null,null,null,null,null,null,null,null,null,null,null,null,null,null,null,null,null,null,null,null,null,null,null,null,null,null,null,null,null,null,null,null,null,null,null,null,null,null,null,null,null,null,null,null,null,null,null,null,null,null,null,null,null,null,null,null,null,null,null,null,null,null,null,null,null,null,null,null,null,null,null,null,null,null,null,null,null,null,null,null,null,null,null,null,null,null,null,null,null,null,null,null,null,null,null,null,null,null,null,null,null,null,null,null,null,null,null,null,null,null,null,null,null,null,null,null,null,null,null,null,null,null,null,null,null,null,null,null,null,null,null,null,null,null,null,null,null,null,null,null,null,null,null,null,null,null,null,null,null,null,null,null,null,null,null,null,null,null,null,null,null,null,null,null,null,null,null,null,null,null,null,null,null,null,null,null,null,null,null,null,null,null,null,null,null,null,0,null,null,0,null,null,0,null,null,0,null,null,0,{"$f":"UG38/4.5","v":0},null,0,{"$f":"UJ38/4.5","v":0}]
["2.5.3",null,"C","4,51-4,90 m ","4,51-4,90 m ","m1",{"$f":"CENA!G30","v":0},0,0,null,null,null,null,null,null,null,null,null,null,null,null,null,0,null,null,0,null,null,0,{"$f":"AB39/4.9","v":0},null,0,{"$f":"AE39/4.9","v":0},null,0,null,null,0,null,null,0,{"$f":"AN39/4.9","v":0},null,0,{"$f":"AQ39/4.9","v":0},null,0,null,null,0,null,null,0,{"$f":"AZ39/4.9","v":0},null,0,null,null,0,null,null,0,null,null,0,{"$f":"BL39/4.9","v":0},null,0,{"$f":"BO39/4.9","v":0},null,0,null,null,0,null,0,0,{"$f":"BX39/4.9","v":0},null,0,{"$f":"CA39/4.9","v":0},null,0,null,null,0,null,null,0,{"$f":"CJ39/4.9","v":0},null,0,{"$f":"CM39/4.9","v":0},null,null,null,null,null,null,null,null,null,null,null,null,null,null,null,null,null,null,null,null,null,null,null,null,null,null,null,null,null,null,null,null,null,null,null,null,null,null,null,null,null,null,null,null,null,null,null,null,null,null,null,null,null,null,null,null,null,null,null,null,null,0,{"$f":"EX39/4.9","v":0},null,0,{"$f":"FA39/4.9","v":0},null,null,null,null,null,null,null,null,null,null,0,{"$f":"FM39/4.9","v":0},null,null,null,null,null,null,null,null,null,null,null,null,null,null,null,null,null,null,null,null,null,null,null,null,null,null,null,null,null,null,null,null,null,null,null,null,null,null,null,null,null,null,null,null,null,null,null,null,null,null,null,null,null,null,null,null,null,null,null,null,null,null,null,null,null,null,null,null,null,null,null,null,null,null,null,null,null,null,null,null,null,null,null,null,null,null,null,null,null,null,null,null,null,null,null,null,null,null,null,null,null,null,null,null,null,null,null,null,null,null,null,null,null,null,null,null,null,null,null,null,null,null,null,null,null,null,null,null,null,null,null,null,null,null,null,null,null,null,null,null,null,null,null,null,null,null,null,null,null,null,null,null,null,null,null,null,null,null,null,null,null,null,null,null,null,null,null,null,null,null,null,null,null,null,null,null,null,null,null,null,null,null,null,null,null,null,null,null,null,null,null,null,null,null,null,null,null,null,null,null,null,null,null,null,null,null,null,null,null,null,null,null,null,null,null,null,null,null,null,null,null,null,null,null,null,null,null,null,null,null,null,null,null,null,null,null,null,null,null,null,null,null,null,null,null,null,null,null,null,null,null,null,null,null,null,null,null,null,null,null,null,null,null,null,null,null,null,null,null,null,null,null,null,null,null,null,null,null,null,null,null,null,null,null,null,null,null,null,null,null,null,null,null,null,null,null,null,null,null,null,null,null,null,null,null,null,null,null,null,null,null,null,null,null,null,null,null,null,null,null,null,null,null,null,null,null,null,null,null,null,null,null,null,null,null,null,null,null,null,null,null,null,null,null,null,null,null,null,null,null,null,null,null,null,null,null,null,null,null,null,null,null,null,null,null,null,null,null,null,null,0,null,null,0,null,null,0,null,null,0,null,null,0,{"$f":"UG39/4.9","v":0},null,0,{"$f":"UJ39/4.9","v":0}]
["2.5.4",null,"D","4,91-5,30 m ","4,91-5,30 m ","m1",{"$f":"CENA!G31","v":0},0,0,null,null,null,null,null,null,null,null,null,null,null,null,null,0,null,null,0,null,null,0,{"$f":"AB40/5.3","v":0},null,0,{"$f":"AE40/5.3","v":0},null,0,null,null,0,null,null,0,{"$f":"AN40/5.3","v":0},null,0,{"$f":"AQ40/5.3","v":0},null,0,null,null,0,null,null,0,{"$f":"AZ40/5.3","v":0},null,0,null,null,0,null,null,0,null,null,0,{"$f":"BL40/5.3","v":0},null,0,{"$f":"BO40/5.3","v":0},null,0,null,null,0,null,0,0,{"$f":"BX40/5.3","v":0},null,0,{"$f":"CA40/5.3","v":0},null,0,null,null,0,null,null,0,{"$f":"CJ40/5.3","v":0},null,0,{"$f":"CM40/5.3","v":0},null,null,null,null,null,null,null,null,null,null,null,null,null,null,null,null,null,null,null,null,null,null,null,null,null,null,null,null,null,null,null,null,null,null,null,null,null,null,null,null,null,null,null,null,null,null,null,null,null,null,null,null,null,null,null,null,null,null,null,null,null,0,{"$f":"EX40/5.3","v":0},null,0,{"$f":"FA40/5.3","v":0},null,null,null,null,null,null,null,null,null,null,0,{"$f":"FM40/5.3","v":0},null,null,null,null,null,null,null,null,null,null,null,null,null,null,null,null,null,null,null,null,null,null,null,null,null,null,null,null,null,null,null,null,null,null,null,null,null,null,null,null,null,null,null,null,null,null,null,null,null,null,null,null,null,null,null,null,null,null,null,null,null,null,null,null,null,null,null,null,null,null,null,null,null,null,null,null,null,null,null,null,null,null,null,null,null,null,null,null,null,null,null,null,null,null,null,null,null,null,null,null,null,null,null,null,null,null,null,null,null,null,null,null,null,null,null,null,null,null,null,null,null,null,null,null,null,null,null,null,null,null,null,null,null,null,null,null,null,null,null,null,null,null,null,null,null,null,null,null,null,null,null,null,null,null,null,null,null,null,null,null,null,null,null,null,null,null,null,null,null,null,null,null,null,null,null,null,null,null,null,null,null,null,null,null,null,null,null,null,null,null,null,null,null,null,null,null,null,null,null,null,null,null,null,null,null,null,null,null,null,null,null,null,null,null,null,null,null,null,null,null,null,null,null,null,null,null,null,null,null,null,null,null,null,null,null,null,null,null,null,null,null,null,null,null,null,null,null,null,null,null,null,null,null,null,null,null,null,null,null,null,null,null,null,null,null,null,null,null,null,null,null,null,null,null,null,null,null,null,null,null,null,null,null,null,null,null,null,null,null,null,null,null,null,null,null,null,null,null,null,null,null,null,null,null,null,null,null,null,null,null,null,null,null,null,null,null,null,null,null,null,null,null,null,null,null,null,null,null,null,null,null,null,null,null,null,null,null,null,null,null,null,null,null,null,null,null,null,null,null,null,null,null,null,null,null,null,null,null,null,null,null,null,null,null,null,null,null,null,null,null,0,null,null,0,null,null,0,null,null,0,null,null,0,{"$f":"UG40/5.3","v":0},null,0,{"$f":"UJ40/5.3","v":0}]
["2.5.5",null,"E","5,31-5,90 m ","5,31-5,90 m ","m1",{"$f":"CENA!G32","v":0},0,0,null,null,null,null,null,null,null,null,null,null,null,null,null,0,null,null,0,null,null,0,{"$f":"AB41/5.9","v":0},null,0,{"$f":"AE41/5.9","v":0},null,0,null,null,0,null,null,0,{"$f":"AN41/5.9","v":0},null,0,{"$f":"AQ41/5.9","v":0},null,0,null,null,0,null,null,0,{"$f":"AZ41/5.9","v":0},null,0,null,null,0,null,null,0,null,null,0,{"$f":"BL41/5.9","v":0},null,0,{"$f":"BO41/5.9","v":0},null,0,null,null,0,null,0,0,{"$f":"BX41/5.9","v":0},null,0,{"$f":"CA41/5.9","v":0},null,0,null,null,0,null,null,0,{"$f":"CJ41/5.9","v":0},null,0,{"$f":"CM41/5.9","v":0},null,null,null,null,null,null,null,null,null,null,null,null,null,null,null,null,null,null,null,null,null,null,null,null,null,null,null,null,null,null,null,null,null,null,null,null,null,null,null,null,null,null,null,null,null,null,null,null,null,null,null,null,null,null,null,null,null,null,null,null,null,0,{"$f":"EX41/5.9","v":0},null,0,{"$f":"FA41/5.9","v":0},null,null,null,null,null,null,null,null,null,null,0,{"$f":"FM41/5.9","v":0},null,null,null,null,null,null,null,null,null,null,null,null,null,null,null,null,null,null,null,null,null,null,null,null,null,null,null,null,null,null,null,null,null,null,null,null,null,null,null,null,null,null,null,null,null,null,null,null,null,null,null,null,null,null,null,null,null,null,null,null,null,null,null,null,null,null,null,null,null,null,null,null,null,null,null,null,null,null,null,null,null,null,null,null,null,null,null,null,null,null,null,null,null,null,null,null,null,null,null,null,null,null,null,null,null,null,null,null,null,null,null,null,null,null,null,null,null,null,null,null,null,null,null,null,null,null,null,null,null,null,null,null,null,null,null,null,null,null,null,null,null,null,null,null,null,null,null,null,null,null,null,null,null,null,null,null,null,null,null,null,null,null,null,null,null,null,null,null,null,null,null,null,null,null,null,null,null,null,null,null,null,null,null,null,null,null,null,null,null,null,null,null,null,null,null,null,null,null,null,null,null,null,null,null,null,null,null,null,null,null,null,null,null,null,null,null,null,null,null,null,null,null,null,null,null,null,null,null,null,null,null,null,null,null,null,null,null,null,null,null,null,null,null,null,null,null,null,null,null,null,null,null,null,null,null,null,null,null,null,null,null,null,null,null,null,null,null,null,null,null,null,null,null,null,null,null,null,null,null,null,null,null,null,null,null,null,null,null,null,null,null,null,null,null,null,null,null,null,null,null,null,null,null,null,null,null,null,null,null,null,null,null,null,null,null,null,null,null,null,null,null,null,null,null,null,null,null,null,null,null,null,null,null,null,null,null,null,null,null,null,null,null,null,null,null,null,null,null,null,null,null,null,null,null,null,null,null,null,null,null,null,null,null,null,null,null,null,null,null,null,0,null,null,0,null,null,0,null,null,0,null,null,0,{"$f":"UG41/5.9","v":0},null,0,{"$f":"UJ41/5.9","v":0}]
["2.5.6",null,"F","5,91-6,30 m ","5,91-6,30 m ","m1",{"$f":"CENA!G33","v":0},0,0,null,null,null,null,null,null,null,null,null,null,null,null,null,0,null,null,0,null,null,0,{"$f":"AB42/6.3","v":0},null,0,{"$f":"AE42/6.3","v":0},null,0,null,null,0,null,null,0,{"$f":"AN42/6.3","v":0},null,0,{"$f":"AQ42/6.3","v":0},null,0,null,null,0,null,null,0,{"$f":"AZ42/6.3","v":0},null,0,null,null,0,null,null,0,null,null,0,{"$f":"BL42/6.3","v":0},null,0,{"$f":"BO42/6.3","v":0},null,0,null,null,0,null,0,0,{"$f":"BX42/6.3","v":0},null,0,{"$f":"CA42/6.3","v":0},null,0,null,null,0,null,null,0,{"$f":"CJ42/6.3","v":0},null,0,{"$f":"CM42/6.3","v":0},null,null,null,null,null,null,null,null,null,null,null,null,null,null,null,null,null,null,null,null,null,null,null,null,null,null,null,null,null,null,null,null,null,null,null,null,null,null,null,null,null,null,null,null,null,null,null,null,null,null,null,null,null,null,null,null,null,null,null,null,null,0,{"$f":"EX42/6.3","v":0},null,0,{"$f":"FA42/6.3","v":0},null,null,null,null,null,null,null,null,null,null,0,{"$f":"FM42/6.3","v":0},null,null,null,null,null,null,null,null,null,null,null,null,null,null,null,null,null,null,null,null,null,null,null,null,null,null,null,null,null,null,null,null,null,null,null,null,null,null,null,null,null,null,null,null,null,null,null,null,null,null,null,null,null,null,null,null,null,null,null,null,null,null,null,null,null,null,null,null,null,null,null,null,null,null,null,null,null,null,null,null,null,null,null,null,null,null,null,null,null,null,null,null,null,null,null,null,null,null,null,null,null,null,null,null,null,null,null,null,null,null,null,null,null,null,null,null,null,null,null,null,null,null,null,null,null,null,null,null,null,null,null,null,null,null,null,null,null,null,null,null,null,null,null,null,null,null,null,null,null,null,null,null,null,null,null,null,null,null,null,null,null,null,null,null,null,null,null,null,null,null,null,null,null,null,null,null,null,null,null,null,null,null,null,null,null,null,null,null,null,null,null,null,null,null,null,null,null,null,null,null,null,null,null,null,null,null,null,null,null,null,null,null,null,null,null,null,null,null,null,null,null,null,null,null,null,null,null,null,null,null,null,null,null,null,null,null,null,null,null,null,null,null,null,null,null,null,null,null,null,null,null,null,null,null,null,null,null,null,null,null,null,null,null,null,null,null,null,null,null,null,null,null,null,null,null,null,null,null,null,null,null,null,null,null,null,null,null,null,null,null,null,null,null,null,null,null,null,null,null,null,null,null,null,null,null,null,null,null,null,null,null,null,null,null,null,null,null,null,null,null,null,null,null,null,null,null,null,null,null,null,null,null,null,null,null,null,null,null,null,null,null,null,null,null,null,null,null,null,null,null,null,null,null,null,null,null,null,null,null,null,null,null,null,null,null,null,null,null,null,null,0,null,null,0,null,null,0,null,null,0,null,null,0,{"$f":"UG42/6.3","v":0},null,0,{"$f":"UJ42/6.3","v":0}]
["2.6","Z",6,"Fert ispuna (d/š/v) 245x285/275x160 mm ","Fert fillings (l/w/h) 245x285/275x160 mm ","kom/pcs",{"$f":"CENA!G34","v":0},1532,0,null,null,null,null,null,null,null,null,null,null,null,null,null,0,null,null,0,null,null,0,null,null,0,null,null,0,null,378,0,null,null,0,null,null,0,null,null,0,null,null,0,null,null,0,null,null,0,null,null,0,null,null,0,null,null,0,null,650,0,null,null,0,null,null,0,null,0,0,null,null,0,null,null,0,null,null,0,null,null,0,null,null,0,null,null,null,null,null,null,null,null,null,null,null,null,null,null,null,null,null,null,null,null,null,null,null,null,null,null,null,null,null,null,null,null,null,null,null,null,null,null,null,null,null,null,null,null,null,null,null,null,null,null,null,null,null,null,null,null,null,null,null,null,null,null,0,null,null,0,null,null,null,null,null,null,null,null,null,null,null,0,null,null,null,null,null,null,null,null,null,null,null,null,null,null,null,null,null,null,null,null,null,null,null,null,null,null,null,null,null,null,null,null,null,null,null,null,null,null,null,null,null,null,null,null,null,null,null,null,null,null,null,null,null,null,null,null,null,null,null,null,null,null,null,null,null,null,null,null,null,null,null,null,null,null,null,null,null,null,null,null,null,null,null,null,null,null,null,null,null,null,null,null,null,null,null,null,null,null,null,null,null,null,null,null,null,null,null,null,null,null,null,null,null,null,null,null,null,null,null,null,null,null,null,null,null,null,null,null,null,null,null,null,null,null,null,null,null,null,null,null,null,null,null,null,null,null,null,null,null,null,null,null,null,null,null,null,null,null,null,null,null,null,null,null,null,null,null,null,null,null,null,null,null,null,null,null,null,null,null,null,null,null,null,null,null,null,null,null,null,null,null,null,null,null,null,null,null,null,null,null,null,null,null,null,null,null,null,null,null,null,null,null,null,null,null,null,null,null,null,null,null,null,null,null,null,null,null,null,null,null,null,null,null,null,null,null,null,null,null,null,null,null,null,null,null,null,null,null,null,null,null,null,null,null,null,null,null,null,null,null,null,null,null,null,null,null,null,null,null,null,null,null,null,null,null,null,null,null,null,null,null,null,null,null,null,null,null,null,null,null,null,null,null,null,null,null,null,null,null,null,null,null,null,null,null,null,null,null,null,null,null,null,null,null,null,null,null,null,null,null,null,null,null,null,null,null,null,null,null,null,null,null,null,null,null,null,null,null,null,null,null,null,null,null,null,null,null,null,null,null,null,null,null,null,null,null,null,null,null,null,null,null,null,null,null,null,null,null,null,null,504,0,null,null,0,null,null,0,null,null,0,null,null,0,null,null,0]
["2.7","Z",7,"Malter za zidanje \nPripremljeno krečno - cementno vezivo","Mortar for masonry\nPrepared lime - cement binder","kg",{"$f":"CENA!G35","v":0},11400,0,null,null,null,null,null,null,null,null,null,null,null,null,null,0,null,null,0,null,null,0,null,null,0,null,null,0,null,1000,0,null,null,0,null,null,0,null,400,0,null,null,0,null,null,0,null,240,0,null,640,0,null,400,0,null,2080,0,null,null,0,null,null,0,null,800,0,null,280,0,null,null,0,null,480,0,null,600,0,null,null,0,null,null,0,null,null,null,null,null,null,null,null,null,null,null,null,null,null,null,null,null,null,null,null,null,null,null,null,null,null,null,null,null,null,null,null,null,null,null,null,null,null,null,null,null,null,null,null,null,null,null,null,null,null,null,null,null,null,null,null,null,null,null,null,null,null,0,null,null,0,null,null,null,null,null,null,null,null,null,null,240,0,null,null,null,null,null,null,null,null,null,null,null,null,null,null,null,null,null,null,null,null,null,null,null,null,null,null,null,null,null,null,null,null,null,null,null,null,null,null,null,null,null,null,null,null,null,null,null,null,null,null,null,null,null,null,null,null,null,null,null,null,null,null,null,null,null,null,null,null,null,null,null,null,null,null,null,null,null,null,null,null,null,null,null,null,null,null,null,null,null,null,null,null,null,null,null,null,null,null,null,null,null,null,null,null,null,null,null,null,null,null,null,null,null,null,null,null,null,null,null,null,null,null,null,null,null,null,null,null,null,null,null,null,null,null,null,null,null,null,null,null,null,null,null,null,null,null,null,null,null,null,null,null,null,null,null,null,null,null,null,null,null,null,null,null,null,null,null,null,null,null,null,null,null,null,null,null,null,null,null,null,null,null,null,null,null,null,null,null,null,null,null,null,null,null,null,null,null,null,null,null,null,null,null,null,null,null,null,null,null,null,null,null,null,null,null,null,null,null,null,null,null,null,null,null,null,null,null,null,null,null,null,null,null,null,null,null,null,null,null,null,null,null,null,null,null,null,null,null,null,null,null,null,null,null,null,null,null,null,null,null,null,null,null,null,null,null,null,null,null,null,null,null,null,null,null,null,null,null,null,null,null,null,null,null,null,null,null,null,null,null,null,null,null,null,null,null,null,null,null,null,null,null,null,null,null,null,null,null,null,null,null,null,null,null,null,null,null,null,null,null,null,null,null,null,null,null,null,null,null,null,null,null,null,null,null,null,null,null,null,null,null,null,null,null,null,null,null,null,null,null,null,null,null,null,null,null,null,null,null,null,null,null,null,null,null,null,null,null,null,null,2040,0,null,null,0,null,400,0,null,600,0,null,400,0,null,800,0]
["2.8","Z",8,"Malter za malterisanje \nPripremljeno krečno - cementno vezivo","Mortar for plastering\nPrepared lime - cement binder","kg",{"$f":"CENA!G36","v":0},41840,0,null,null,null,null,null,null,null,null,null,null,null,null,1200,0,null,null,0,null,null,0,null,240,0,null,1200,0,null,1560,0,null,760,0,null,null,0,null,null,0,null,3800,0,null,1280,0,null,null,0,null,4720,0,null,1560,0,null,5720,0,null,null,0,null,null,0,null,1200,0,null,2080,0,null,null,0,null,null,0,null,null,0,null,2400,0,null,null,0,null,null,null,null,null,null,null,null,null,null,null,null,null,null,null,null,null,null,null,null,null,null,null,null,null,null,null,null,null,null,null,null,null,null,null,null,null,null,null,null,null,null,null,null,null,null,null,null,null,null,null,null,null,null,null,null,null,null,null,null,null,800,0,null,1920,0,null,null,null,null,null,null,null,null,null,null,800,0,null,null,null,null,null,null,null,null,null,null,null,null,null,null,null,null,null,null,null,null,null,null,null,null,null,null,null,null,null,null,null,null,null,null,null,null,null,null,null,null,null,null,null,null,null,null,null,null,null,null,null,null,null,null,null,null,null,null,null,null,null,null,null,null,null,null,null,null,null,null,null,null,null,null,null,null,null,null,null,null,null,null,null,null,null,null,null,null,null,null,null,null,null,null,null,null,null,null,null,null,null,null,null,null,null,null,null,null,null,null,null,null,null,null,null,null,null,null,null,null,null,null,null,null,null,null,null,null,null,null,null,null,null,null,null,null,null,null,null,null,null,null,null,null,null,null,null,null,null,null,null,null,null,null,null,null,null,null,null,null,null,null,null,null,null,null,null,null,null,null,null,null,null,null,null,null,null,null,null,null,null,null,null,null,null,null,null,null,null,null,null,null,null,null,null,null,null,null,null,null,null,null,null,null,null,null,null,null,null,null,null,null,null,null,null,null,null,null,null,null,null,null,null,null,null,null,null,null,null,null,null,null,null,null,null,null,null,null,null,null,null,null,null,null,null,null,null,null,null,null,null,null,null,null,null,null,null,null,null,null,null,null,null,null,null,null,null,null,null,null,null,null,null,null,null,null,null,null,null,null,null,null,null,null,null,null,null,null,null,null,null,null,null,null,null,null,null,null,null,null,null,null,null,null,null,null,null,null,null,null,null,null,null,null,null,null,null,null,null,null,null,null,null,null,null,null,null,null,null,null,null,null,null,null,null,null,null,null,null,null,null,null,null,null,null,null,null,null,null,null,null,null,null,null,null,null,null,null,null,null,null,null,null,null,null,null,null,null,null,null,3320,0,null,520,0,null,1040,0,null,null,0,null,2600,0,null,3120,0]
["2.9","Z",9,"Krečna glet masa\nBezcementna krečna masa za gletovanje","Lime smoothing mass\nNo cement lime compound for smoothing","kg",{"$f":"CENA!G37","v":0},7250,0,null,null,null,null,null,null,null,null,null,null,null,null,75,0,null,75,0,null,200,0,null,250,0,null,250,0,null,200,0,null,225,0,null,125,0,null,100,0,null,350,0,null,250,0,null,100,0,null,375,0,null,250,0,null,500,0,null,200,0,null,400,0,null,400,0,null,150,0,null,300,0,null,300,0,null,250,0,null,300,0,null,300,0,null,null,null,null,null,null,null,null,null,null,null,null,null,null,null,null,null,null,null,null,null,null,null,null,null,null,null,null,null,null,null,null,null,null,null,null,null,null,null,null,null,null,null,null,null,null,null,null,null,null,null,null,null,null,null,null,null,null,null,null,null,75,0,null,175,0,null,null,null,null,null,null,null,null,null,null,75,0,null,null,null,null,null,null,null,null,null,null,null,null,null,null,null,null,null,null,null,null,null,null,null,null,null,null,null,null,null,null,null,null,null,null,null,null,null,null,null,null,null,null,null,null,null,null,null,null,null,null,null,null,null,null,null,null,null,null,null,null,null,null,null,null,null,null,null,null,null,null,null,null,null,null,null,null,null,null,null,null,null,null,null,null,null,null,null,null,null,null,null,null,null,null,null,null,null,null,null,null,null,null,null,null,null,null,null,null,null,null,null,null,null,null,null,null,null,null,null,null,null,null,null,null,null,null,null,null,null,null,null,null,null,null,null,null,null,null,null,null,null,null,null,null,null,null,null,null,null,null,null,null,null,null,null,null,null,null,null,null,null,null,null,null,null,null,null,null,null,null,null,null,null,null,null,null,null,null,null,null,null,null,null,null,null,null,null,null,null,null,null,null,null,null,null,null,null,null,null,null,null,null,null,null,null,null,null,null,null,null,null,null,null,null,null,null,null,null,null,null,null,null,null,null,null,null,null,null,null,null,null,null,null,null,null,null,null,null,null,null,null,null,null,null,null,null,null,null,null,null,null,null,null,null,null,null,null,null,null,null,null,null,null,null,null,null,null,null,null,null,null,null,null,null,null,null,null,null,null,null,null,null,null,null,null,null,null,null,null,null,null,null,null,null,null,null,null,null,null,null,null,null,null,null,null,null,null,null,null,null,null,null,null,null,null,null,null,null,null,null,null,null,null,null,null,null,null,null,null,null,null,null,null,null,null,null,null,null,null,null,null,null,null,null,null,null,null,null,null,null,null,null,null,null,null,null,null,null,null,null,null,null,null,null,null,null,null,null,null,null,325,0,null,125,0,null,100,0,null,50,0,null,250,0,null,150,0]
["2.10","Z",10,"Poludisperzivna boja \nPoludisperziona boja  razrediva vodom","Semi dispersion paint","kg",{"$f":"CENA!G38","v":0},1995,0,null,null,null,null,null,null,null,null,null,null,null,null,50,0,null,50,0,null,75,0,null,75,0,null,50,0,null,75,0,null,75,0,null,100,0,null,75,0,null,75,0,null,75,0,null,50,0,null,75,0,null,50,0,null,75,0,null,75,0,null,60,0,null,60,0,null,50,0,null,60,0,null,60,0,null,35,0,null,60,0,null,60,0,null,null,null,null,null,null,null,null,null,null,null,null,null,null,null,null,null,null,null,null,null,null,null,null,null,null,null,null,null,null,null,null,null,null,null,null,null,null,null,null,null,null,null,null,null,null,null,null,null,null,null,null,null,null,null,null,null,null,null,null,null,50,0,null,50,0,null,null,null,null,null,null,null,null,null,null,50,0,null,null,null,null,null,null,null,null,null,null,null,null,null,null,null,null,null,null,null,null,null,null,null,null,null,null,null,null,null,null,null,null,null,null,null,null,null,null,null,null,null,null,null,null,null,null,null,null,null,null,null,null,null,null,null,null,null,null,null,null,null,null,null,null,null,null,null,null,null,null,null,null,null,null,null,null,null,null,null,null,null,null,null,null,null,null,null,null,null,null,null,null,null,null,null,null,null,null,null,null,null,null,null,null,null,null,null,null,null,null,null,null,null,null,null,null,null,null,null,null,null,null,null,null,null,null,null,null,null,null,null,null,null,null,null,null,null,null,null,null,null,null,null,null,null,null,null,null,null,null,null,null,null,null,null,null,null,null,null,null,null,null,null,null,null,null,null,null,null,null,null,null,null,null,null,null,null,null,null,null,null,null,null,null,null,null,null,null,null,null,null,null,null,null,null,null,null,null,null,null,null,null,null,null,null,null,null,null,null,null,null,null,null,null,null,null,null,null,null,null,null,null,null,null,null,null,null,null,null,null,null,null,null,null,null,null,null,null,null,null,null,null,null,null,null,null,null,null,null,null,null,null,null,null,null,null,null,null,null,null,null,null,null,null,null,null,null,null,null,null,null,null,null,null,null,null,null,null,null,null,null,null,null,null,null,null,null,null,null,null,null,null,null,null,null,null,null,null,null,null,null,null,null,null,null,null,null,null,null,null,null,null,null,null,null,null,null,null,null,null,null,null,null,null,null,null,null,null,null,null,null,null,null,null,null,null,null,null,null,null,null,null,null,null,null,null,null,null,null,null,null,null,null,null,null,null,null,null,null,null,null,null,null,null,null,null,null,null,null,null,50,0,null,50,0,null,50,0,null,50,0,null,50,0,null,50,0]
[]
["3","K",null,"MATERIJAL ZA KROVNU KONSTRUKCIJU, KROVNI POKRIVAČ, OSB I GIPS KARONSKE TABLE","ROOF CONSTRUCTION AND ROOFING MATERIAL, OSB AND PLASTERBOARD TABLE"]
["3.1","K",1,"Presovani glineni crep I klase\ndimenzija: 400-450x245-275 mm","Pressed clay tiles class 1\ndim: 400-450x245-275 mm","kom/pcs",{"$f":"CENA!G41","v":0},{"$f":"J50+M50+P50+S50+AQ50+CJ50+DK50+FD50+V50+Y50+AB50+AE50+AH50+AK50+AN50+AT50+AW50+AZ50+BC50+BF50+BI50+BL50+BO50+BR50+BU50+BX50+CA50+CD50+CG50+CM50+CP50+CS50+CV50+CY50+DB50+DE50+DH50+DN50+DQ50+DT50+DW50+DZ50+EC50+EF50+EI50+EL50+EO50+ER50+EU50+EX50+FA50+FG50+FJ50+FM50+FP50+FS50+FV50+FY50+GB50+GE50+GH50+GK50+GN50+GQ50+GT50+GW50+GZ50+HC50+HF50+HI50+HL50+HO50+HR50+HU50+HX50+IA50+ID50+IG50+IJ50+IM50+IP50+IS50+IV50+IY50+JB50+JE50+JH50+JK50+JN50+JQ50+JT50+JW50+JZ50+KC50+KF50+KI50+KL50+KO50+KR50+KU50+KX50+LA50+LD50+LG50+LJ50+LM50+LP50+LS50+LV50+LY50+MB50+ME50+MH50+MK50+MN50+MQ50+MT50+MW50+MZ50+NC50+NF50+NI50+NL50+NO50+NR50+NU50+NX50+OA50+OD50+OG50+OJ50+OM50+OP50+OS50+OV50+OY50+PB50+PE50+PH50+PK50+PN50+PQ50+PT50+PW50+PZ50+QC50+QF50+QI50+QL50+QO50+QR50+QU50+QX50+RA50+RD50+RG50+RJ50+RM50+RP50+RS50+RV50+RY50+SB50+SE50+SH50+SK50+SN50+SQ50+ST50+SW50+SZ50+TC50+TF50+TI50+TL50+TO50+TR50+TU50+TX50+UA50+UD50+UG50+UJ50+UM50+UP50+US50","v":88960},{"$f":"G50*H50","v":0},null,null,null,null,null,null,null,null,null,null,null,null,3520,{"$f":"$G50*V50","v":0},null,3520,{"$f":"$G50*Y50","v":0},null,null,{"$f":"$G50*AB50","v":0},null,2880,{"$f":"$G50*AE50","v":0},null,2560,{"$f":"$G50*AH50","v":0},null,3520,{"$f":"$G50*AK50","v":0},null,2560,{"$f":"$G50*AN50","v":0},null,3200,{"$f":"$G50*AQ50","v":0},null,2880,{"$f":"$G50*AT50","v":0},null,2720,{"$f":"$G50*AW50","v":0},null,3520,{"$f":"$G50*AZ50","v":0},null,3200,{"$f":"$G50*BC50","v":0},null,2560,{"$f":"$G50*BF50","v":0},null,3200,{"$f":"$G50*BI50","v":0},null,2880,{"$f":"$G50*BL50","v":0},null,2560,{"$f":"$G50*BO50","v":0},null,3520,{"$f":"$G50*BR50","v":0},null,2880,{"$f":"$G50*BU50","v":0},null,3520,{"$f":"$G50*BX50","v":0},null,2880,{"$f":"$G50*CA50","v":0},null,2880,{"$f":"$G50*CD50","v":0},null,null,{"$f":"$G50*CG50","v":0},null,2240,{"$f":"$G50*CJ50","v":0},null,null,{"$f":"$G50*CM50","v":0},null,null,null,null,null,null,null,null,null,null,null,null,null,null,null,null,null,null,null,null,null,null,null,null,null,null,null,null,null,null,null,null,null,null,null,null,null,null,null,null,null,null,null,null,null,null,null,null,null,null,null,null,null,null,null,null,null,null,null,null,null,2880,{"$f":"$G50*EX50","v":0},null,3200,{"$f":"$G50*FA50","v":0},null,null,null,null,null,null,null,null,null,null,3040,{"$f":"$G50*FM50","v":0},null,null,null,null,null,null,null,null,null,null,null,null,null,null,null,null,null,null,null,null,null,null,null,null,null,null,null,null,null,null,null,null,null,null,null,null,null,null,null,null,null,null,null,null,null,null,null,null,null,null,null,null,null,null,null,null,null,null,null,null,null,null,null,null,null,null,null,null,null,null,null,null,null,null,null,null,null,null,null,null,null,null,null,null,null,null,null,null,null,null,null,null,null,null,null,null,null,null,null,null,null,null,null,null,null,null,null,null,null,null,null,null,null,null,null,null,null,null,null,null,null,null,null,null,null,null,null,null,null,null,null,null,null,null,null,null,null,null,null,null,null,null,null,null,null,null,null,null,null,null,null,null,null,null,null,null,null,null,null,null,null,null,null,null,null,null,null,null,null,null,null,null,null,null,null,null,null,null,null,null,null,null,null,null,null,null,null,null,null,null,null,null,null,null,null,null,null,null,null,null,null,null,null,null,null,null,null,null,null,null,null,null,null,null,null,null,null,null,null,null,null,null,null,null,null,null,null,null,null,null,null,null,null,null,null,null,null,null,null,null,null,null,null,null,null,null,null,null,null,null,null,null,null,null,null,null,null,null,null,null,null,null,null,null,null,null,null,null,null,null,null,null,null,null,null,null,null,null,null,null,null,null,null,null,null,null,null,null,null,null,null,null,null,null,null,null,null,null,null,null,null,null,null,null,null,null,null,null,null,null,null,null,null,null,null,null,null,null,null,null,null,null,null,null,null,null,null,null,null,null,null,null,null,null,null,null,null,null,null,null,null,null,null,null,null,null,null,null,null,null,null,null,null,null,null,null,null,null,null,null,null,null,null,null,null,null,null,null,null,null,1600,{"$f":"$G50*TU50","v":0},null,4800,{"$f":"$G50*TX50","v":0},null,2240,{"$f":"$G50*UA50","v":0},null,3200,{"$f":"$G50*UD50","v":0},null,3200,{"$f":"$G50*UG50","v":0},null,1600,{"$f":"$G50*UJ50","v":0}]
["3.2","K",3,"Biber crep I klase dimenzija: 180x380 mm","Biber clay tiles class 1 dim: 180x380 mm","kom/pcs",{"$f":"CENA!G42","v":0},5760,0,null,null,null,null,null,null,null,null,null,null,null,null,null,{"$f":"$G51*V51","v":0},null,null,{"$f":"$G51*Y51","v":0},null,null,{"$f":"$G51*AB51","v":0},null,null,{"$f":"$G51*AE51","v":0},null,null,{"$f":"$G51*AH51","v":0},null,null,{"$f":"$G51*AK51","v":0},null,null,{"$f":"$G51*AN51","v":0},null,null,{"$f":"$G51*AQ51","v":0},null,null,{"$f":"$G51*AT51","v":0},null,null,{"$f":"$G51*AW51","v":0},null,null,0,null,null,{"$f":"$G51*BC51","v":0},null,null,{"$f":"$G51*BF51","v":0},null,null,{"$f":"$G51*BI51","v":0},null,null,{"$f":"$G51*BL51","v":0},null,null,{"$f":"$G51*BO51","v":0},null,null,{"$f":"$G51*BR51","v":0},null,null,{"$f":"$G51*BU51","v":0},null,0,{"$f":"$G51*BX51","v":0},null,null,{"$f":"$G51*CA51","v":0},null,null,{"$f":"$G51*CD51","v":0},null,null,{"$f":"$G51*CG51","v":0},null,null,0,null,5760,0,null,null,null,null,null,null,null,null,null,null,null,null,null,null,null,null,null,null,null,null,null,null,null,null,null,null,null,null,null,null,null,null,null,null,null,null,null,null,null,null,null,null,null,null,null,null,null,null,null,null,null,null,null,null,null,null,null,null,null,null,null,null,{"$f":"$G51*EX51","v":0},null,null,{"$f":"$G51*FA51","v":0},null,null,null,null,null,null,null,null,null,null,null,{"$f":"$G51*FM51","v":0},null,null,null,null,null,null,null,null,null,null,null,null,null,null,null,null,null,null,null,null,null,null,null,null,null,null,null,null,null,null,null,null,null,null,null,null,null,null,null,null,null,null,null,null,null,null,null,null,null,null,null,null,null,null,null,null,null,null,null,null,null,null,null,null,null,null,null,null,null,null,null,null,null,null,null,null,null,null,null,null,null,null,null,null,null,null,null,null,null,null,null,null,null,null,null,null,null,null,null,null,null,null,null,null,null,null,null,null,null,null,null,null,null,null,null,null,null,null,null,null,null,null,null,null,null,null,null,null,null,null,null,null,null,null,null,null,null,null,null,null,null,null,null,null,null,null,null,null,null,null,null,null,null,null,null,null,null,null,null,null,null,null,null,null,null,null,null,null,null,null,null,null,null,null,null,null,null,null,null,null,null,null,null,null,null,null,null,null,null,null,null,null,null,null,null,null,null,null,null,null,null,null,null,null,null,null,null,null,null,null,null,null,null,null,null,null,null,null,null,null,null,null,null,null,null,null,null,null,null,null,null,null,null,null,null,null,null,null,null,null,null,null,null,null,null,null,null,null,null,null,null,null,null,null,null,null,null,null,null,null,null,null,null,null,null,null,null,null,null,null,null,null,null,null,null,null,null,null,null,null,null,null,null,null,null,null,null,null,null,null,null,null,null,null,null,null,null,null,null,null,null,null,null,null,null,null,null,null,null,null,null,null,null,null,null,null,null,null,null,null,null,null,null,null,null,null,null,null,null,null,null,null,null,null,null,null,null,null,null,null,null,null,null,null,null,null,null,null,null,null,null,null,null,null,null,null,null,null,null,null,null,null,null,null,null,null,null,null,null,null,null,{"$f":"$G51*TU51","v":0},null,null,{"$f":"$G51*TX51","v":0},null,null,{"$f":"$G51*UA51","v":0},null,null,{"$f":"$G51*UD51","v":0},null,null,{"$f":"$G51*UG51","v":0},null,null,{"$f":"$G51*UJ51","v":0}]
["3.3","K",2,"Slemeni crep I klase (žljebnjak)","Ridge clay tiles class 1","kom/pcs",{"$f":"CENA!G43","v":0},1512,0,null,null,null,null,null,null,null,null,null,null,null,null,56,{"$f":"$G52*V52","v":0},null,55,{"$f":"$G52*Y52","v":0},null,null,{"$f":"$G52*AB52","v":0},null,52,{"$f":"$G52*AE52","v":0},null,35,{"$f":"$G52*AH52","v":0},null,38,{"$f":"$G52*AK52","v":0},null,47,{"$f":"$G52*AN52","v":0},null,46,{"$f":"$G52*AQ52","v":0},null,45,{"$f":"$G52*AT52","v":0},null,33,{"$f":"$G52*AW52","v":0},null,52,0,null,48,{"$f":"$G52*BC52","v":0},null,36,{"$f":"$G52*BF52","v":0},null,48,{"$f":"$G52*BI52","v":0},null,47,{"$f":"$G52*BL52","v":0},null,38,{"$f":"$G52*BO52","v":0},null,53,{"$f":"$G52*BR52","v":0},null,45,{"$f":"$G52*BU52","v":0},null,100,{"$f":"$G52*BX52","v":0},null,40,{"$f":"$G52*CA52","v":0},null,60,{"$f":"$G52*CD52","v":0},null,null,{"$f":"$G52*CG52","v":0},null,39,0,null,54,0,null,null,null,null,null,null,null,null,null,null,null,null,null,null,null,null,null,null,null,null,null,null,null,null,null,null,null,null,null,null,null,null,null,null,null,null,null,null,null,null,null,null,null,null,null,null,null,null,null,null,null,null,null,null,null,null,null,null,null,null,null,41,{"$f":"$G52*EX52","v":0},null,55,{"$f":"$G52*FA52","v":0},null,null,null,null,null,null,null,null,null,null,68,{"$f":"$G52*FM52","v":0},null,null,null,null,null,null,null,null,null,null,null,null,null,null,null,null,null,null,null,null,null,null,null,null,null,null,null,null,null,null,null,null,null,null,null,null,null,null,null,null,null,null,null,null,null,null,null,null,null,null,null,null,null,null,null,null,null,null,null,null,null,null,null,null,null,null,null,null,null,null,null,null,null,null,null,null,null,null,null,null,null,null,null,null,null,null,null,null,null,null,null,null,null,null,null,null,null,null,null,null,null,null,null,null,null,null,null,null,null,null,null,null,null,null,null,null,null,null,null,null,null,null,null,null,null,null,null,null,null,null,null,null,null,null,null,null,null,null,null,null,null,null,null,null,null,null,null,null,null,null,null,null,null,null,null,null,null,null,null,null,null,null,null,null,null,null,null,null,null,null,null,null,null,null,null,null,null,null,null,null,null,null,null,null,null,null,null,null,null,null,null,null,null,null,null,null,null,null,null,null,null,null,null,null,null,null,null,null,null,null,null,null,null,null,null,null,null,null,null,null,null,null,null,null,null,null,null,null,null,null,null,null,null,null,null,null,null,null,null,null,null,null,null,null,null,null,null,null,null,null,null,null,null,null,null,null,null,null,null,null,null,null,null,null,null,null,null,null,null,null,null,null,null,null,null,null,null,null,null,null,null,null,null,null,null,null,null,null,null,null,null,null,null,null,null,null,null,null,null,null,null,null,null,null,null,null,null,null,null,null,null,null,null,null,null,null,null,null,null,null,null,null,null,null,null,null,null,null,null,null,null,null,null,null,null,null,null,null,null,null,null,null,null,null,null,null,null,null,null,null,null,null,null,null,null,null,null,null,null,null,null,null,null,null,null,null,null,null,null,null,25,{"$f":"$G52*TU52","v":0},null,141,{"$f":"$G52*TX52","v":0},null,43,{"$f":"$G52*UA52","v":0},null,50,{"$f":"$G52*UD52","v":0},null,null,{"$f":"$G52*UG52","v":0},null,22,{"$f":"$G52*UJ52","v":0}]
["3.4","K",4,"Paropropusna i vodonepropusna krovna  folija kontrola vodene pare iznad termoizolacije","Vapour permeable and waterproof roof sheeting control of water vapor above the insulation","m2",{"$f":"CENA!G44","v":0},6675,0,null,null,null,null,null,null,null,null,null,null,null,null,225,{"$f":"$G53*V53","v":0},null,225,{"$f":"$G53*Y53","v":0},null,null,{"$f":"$G53*AB53","v":0},null,225,{"$f":"$G53*AE53","v":0},null,150,{"$f":"$G53*AH53","v":0},null,225,{"$f":"$G53*AK53","v":0},null,225,{"$f":"$G53*AN53","v":0},null,225,{"$f":"$G53*AQ53","v":0},null,225,{"$f":"$G53*AT53","v":0},null,225,{"$f":"$G53*AW53","v":0},null,225,0,null,225,{"$f":"$G53*BC53","v":0},null,150,{"$f":"$G53*BF53","v":0},null,225,{"$f":"$G53*BI53","v":0},null,225,{"$f":"$G53*BL53","v":0},null,150,{"$f":"$G53*BO53","v":0},null,225,{"$f":"$G53*BR53","v":0},null,225,{"$f":"$G53*BU53","v":0},null,300,{"$f":"$G53*BX53","v":0},null,225,{"$f":"$G53*CA53","v":0},null,225,{"$f":"$G53*CD53","v":0},null,null,{"$f":"$G53*CG53","v":0},null,300,0,null,150,0,null,null,null,null,null,null,null,null,null,null,null,null,null,null,null,null,null,null,null,null,null,null,null,null,null,null,null,null,null,null,null,null,null,null,null,null,null,null,null,null,null,null,null,null,null,null,null,null,null,null,null,null,null,null,null,null,null,null,null,null,null,225,{"$f":"$G53*EX53","v":0},null,225,{"$f":"$G53*FA53","v":0},null,null,null,null,null,null,null,null,null,null,225,{"$f":"$G53*FM53","v":0},null,null,null,null,null,null,null,null,null,null,null,null,null,null,null,null,null,null,null,null,null,null,null,null,null,null,null,null,null,null,null,null,null,null,null,null,null,null,null,null,null,null,null,null,null,null,null,null,null,null,null,null,null,null,null,null,null,null,null,null,null,null,null,null,null,null,null,null,null,null,null,null,null,null,null,null,null,null,null,null,null,null,null,null,null,null,null,null,null,null,null,null,null,null,null,null,null,null,null,null,null,null,null,null,null,null,null,null,null,null,null,null,null,null,null,null,null,null,null,null,null,null,null,null,null,null,null,null,null,null,null,null,null,null,null,null,null,null,null,null,null,null,null,null,null,null,null,null,null,null,null,null,null,null,null,null,null,null,null,null,null,null,null,null,null,null,null,null,null,null,null,null,null,null,null,null,null,null,null,null,null,null,null,null,null,null,null,null,null,null,null,null,null,null,null,null,null,null,null,null,null,null,null,null,null,null,null,null,null,null,null,null,null,null,null,null,null,null,null,null,null,null,null,null,null,null,null,null,null,null,null,null,null,null,null,null,null,null,null,null,null,null,null,null,null,null,null,null,null,null,null,null,null,null,null,null,null,null,null,null,null,null,null,null,null,null,null,null,null,null,null,null,null,null,null,null,null,null,null,null,null,null,null,null,null,null,null,null,null,null,null,null,null,null,null,null,null,null,null,null,null,null,null,null,null,null,null,null,null,null,null,null,null,null,null,null,null,null,null,null,null,null,null,null,null,null,null,null,null,null,null,null,null,null,null,null,null,null,null,null,null,null,null,null,null,null,null,null,null,null,null,null,null,null,null,null,null,null,null,null,null,null,null,null,null,null,null,null,null,null,150,{"$f":"$G53*TU53","v":0},null,300,{"$f":"$G53*TX53","v":0},null,150,{"$f":"$G53*UA53","v":0},null,225,{"$f":"$G53*UD53","v":0},null,225,{"$f":"$G53*UG53","v":0},null,150,{"$f":"$G53*UJ53","v":0}]
["3.5","K",5,"Staklena mineralna vuna \ntermoizolacija potkrovlja između rogova","Glass Mineral Wool \nloft insulation between the rafters","/","/","/","/",null,null,null,null,null,null,null,null,null,null,null,null,"/","/",null,"/","/",null,"/","/",null,"/","/",null,"/","/",null,"/","/",null,"/","/",null,"/","/",null,"/","/",null,"/","/",null,"/","/",null,"/","/",null,"/","/",null,"/","/",null,"/","/",null,"/","/",null,"/","/",null,"/","/",null,"/","/",null,"/","/",null,"/","/",null,"/","/",null,"/","/",null,"/","/",null,null,null,null,null,null,null,null,null,null,null,null,null,null,null,null,null,null,null,null,null,null,null,null,null,null,null,null,null,null,null,null,null,null,null,null,null,null,null,null,null,null,null,null,null,null,null,null,null,null,null,null,null,null,null,null,null,null,null,null,null,"/","/",null,"/","/",null,null,null,null,null,null,null,null,null,null,"/","/",null,null,null,null,null,null,null,null,null,null,null,null,null,null,null,null,null,null,null,null,null,null,null,null,null,null,null,null,null,null,null,null,null,null,null,null,null,null,null,null,null,null,null,null,null,null,null,null,null,null,null,null,null,null,null,null,null,null,null,null,null,null,null,null,null,null,null,null,null,null,null,null,null,null,null,null,null,null,null,null,null,null,null,null,null,null,null,null,null,null,null,null,null,null,null,null,null,null,null,null,null,null,null,null,null,null,null,null,null,null,null,null,null,null,null,null,null,null,null,null,null,null,null,null,null,null,null,null,null,null,null,null,null,null,null,null,null,null,null,null,null,null,null,null,null,null,null,null,null,null,null,null,null,null,null,null,null,null,null,null,null,null,null,null,null,null,null,null,null,null,null,null,null,null,null,null,null,null,null,null,null,null,null,null,null,null,null,null,null,null,null,null,null,null,null,null,null,null,null,null,null,null,null,null,null,null,null,null,null,null,null,null,null,null,null,null,null,null,null,null,null,null,null,null,null,null,null,null,null,null,null,null,null,null,null,null,null,null,null,null,null,null,null,null,null,null,null,null,null,null,null,null,null,null,null,null,null,null,null,null,null,null,null,null,null,null,null,null,null,null,null,null,null,null,null,null,null,null,null,null,null,null,null,null,null,null,null,null,null,null,null,null,null,null,null,null,null,null,null,null,null,null,null,null,null,null,null,null,null,null,null,null,null,null,null,null,null,null,null,null,null,null,null,null,null,null,null,null,null,null,null,null,null,null,null,null,null,null,null,null,null,null,null,null,null,null,null,null,null,null,null,null,null,null,null,null,null,null,null,null,null,null,null,null,null,null,null,null,null,null,"/","/",null,"/","/",null,"/","/",null,"/","/",null,"/","/",null,"/","/"]
["3.5.1",null,"A","debljina d=10 cm  ","thickness d=10 cm  ","m2",{"$f":"CENA!G46","v":0},{"$f":"J55+M55+P55+S55+AQ55+CJ55+DK55+FD55+V55+Y55+AB55+AE55+AH55+AK55+AN55+AT55+AW55+AZ55+BC55+BF55+BI55+BL55+BO55+BR55+BU55+BX55+CA55+CD55+CG55+CM55+CP55+CS55+CV55+CY55+DB55+DE55+DH55+DN55+DQ55+DT55+DW55+DZ55+EC55+EF55+EI55+EL55+EO55+ER55+EU55+EX55+FA55+FG55+FJ55+FM55+FP55+FS55+FV55+FY55+GB55+GE55+GH55+GK55+GN55+GQ55+GT55+GW55+GZ55+HC55+HF55+HI55+HL55+HO55+HR55+HU55+HX55+IA55+ID55+IG55+IJ55+IM55+IP55+IS55+IV55+IY55+JB55+JE55+JH55+JK55+JN55+JQ55+JT55+JW55+JZ55+KC55+KF55+KI55+KL55+KO55+KR55+KU55+KX55+LA55+LD55+LG55+LJ55+LM55+LP55+LS55+LV55+LY55+MB55+ME55+MH55+MK55+MN55+MQ55+MT55+MW55+MZ55+NC55+NF55+NI55+NL55+NO55+NR55+NU55+NX55+OA55+OD55+OG55+OJ55+OM55+OP55+OS55+OV55+OY55+PB55+PE55+PH55+PK55+PN55+PQ55+PT55+PW55+PZ55+QC55+QF55+QI55+QL55+QO55+QR55+QU55+QX55+RA55+RD55+RG55+RJ55+RM55+RP55+RS55+RV55+RY55+SB55+SE55+SH55+SK55+SN55+SQ55+ST55+SW55+SZ55+TC55+TF55+TI55+TL55+TO55+TR55+TU55+TX55+UA55+UD55+UG55+UJ55+UM55+UP55+US55","v":945},{"$f":"G55*H55","v":0},null,null,null,null,null,null,null,null,null,null,null,null,null,{"$f":"$G55*V55","v":0},null,null,{"$f":"$G55*Y55","v":0},null,null,{"$f":"$G55*AB55","v":0},null,null,{"$f":"$G55*AE55","v":0},null,null,{"$f":"$G55*AH55","v":0},null,null,{"$f":"$G55*AK55","v":0},null,null,{"$f":"$G55*AN55","v":0},null,99,{"$f":"$G55*AQ55","v":0},null,null,{"$f":"$G55*AT55","v":0},null,null,{"$f":"$G55*AW55","v":0},null,null,{"$f":"$G55*AZ55","v":0},null,null,{"$f":"$G55*BC55","v":0},null,null,{"$f":"$G55*BF55","v":0},null,null,{"$f":"$G55*BI55","v":0},null,null,{"$f":"$G55*BL55","v":0},null,144,{"$f":"$G55*BO55","v":0},null,90,{"$f":"$G55*BR55","v":0},null,126,{"$f":"$G55*BU55","v":0},null,0,{"$f":"$G55*BX55","v":0},null,180,{"$f":"$G55*CA55","v":0},null,108,{"$f":"$G55*CD55","v":0},null,126,{"$f":"$G55*CG55","v":0},null,72,{"$f":"$G55*CJ55","v":0},null,null,{"$f":"$G55*CM55","v":0},null,null,null,null,null,null,null,null,null,null,null,null,null,null,null,null,null,null,null,null,null,null,null,null,null,null,null,null,null,null,null,null,null,null,null,null,null,null,null,null,null,null,null,null,null,null,null,null,null,null,null,null,null,null,null,null,null,null,null,null,null,null,{"$f":"$G55*EX55","v":0},null,null,{"$f":"$G55*FA55","v":0},null,null,null,null,null,null,null,null,null,null,null,{"$f":"$G55*FM55","v":0},null,null,null,null,null,null,null,null,null,null,null,null,null,null,null,null,null,null,null,null,null,null,null,null,null,null,null,null,null,null,null,null,null,null,null,null,null,null,null,null,null,null,null,null,null,null,null,null,null,null,null,null,null,null,null,null,null,null,null,null,null,null,null,null,null,null,null,null,null,null,null,null,null,null,null,null,null,null,null,null,null,null,null,null,null,null,null,null,null,null,null,null,null,null,null,null,null,null,null,null,null,null,null,null,null,null,null,null,null,null,null,null,null,null,null,null,null,null,null,null,null,null,null,null,null,null,null,null,null,null,null,null,null,null,null,null,null,null,null,null,null,null,null,null,null,null,null,null,null,null,null,null,null,null,null,null,null,null,null,null,null,null,null,null,null,null,null,null,null,null,null,null,null,null,null,null,null,null,null,null,null,null,null,null,null,null,null,null,null,null,null,null,null,null,null,null,null,null,null,null,null,null,null,null,null,null,null,null,null,null,null,null,null,null,null,null,null,null,null,null,null,null,null,null,null,null,null,null,null,null,null,null,null,null,null,null,null,null,null,null,null,null,null,null,null,null,null,null,null,null,null,null,null,null,null,null,null,null,null,null,null,null,null,null,null,null,null,null,null,null,null,null,null,null,null,null,null,null,null,null,null,null,null,null,null,null,null,null,null,null,null,null,null,null,null,null,null,null,null,null,null,null,null,null,null,null,null,null,null,null,null,null,null,null,null,null,null,null,null,null,null,null,null,null,null,null,null,null,null,null,null,null,null,null,null,null,null,null,null,null,null,null,null,null,null,null,null,null,null,null,null,null,null,null,null,null,null,null,null,null,null,null,null,null,null,null,null,null,null,null,null,{"$f":"$G55*TU55","v":0},null,null,{"$f":"$G55*TX55","v":0},null,null,{"$f":"$G55*UA55","v":0},null,null,{"$f":"$G55*UD55","v":0},null,null,{"$f":"$G55*UG55","v":0},null,null,{"$f":"$G55*UJ55","v":0}]
["3.5.2",null,"B","debljina d=12 cm  ","thickness d=12 cm  ","m2",{"$f":"CENA!G47","v":0},483.6,0,null,null,null,null,null,null,null,null,null,null,null,null,null,{"$f":"$G56*V56","v":0},null,null,{"$f":"$G56*Y56","v":0},null,null,{"$f":"$G56*AB56","v":0},null,null,{"$f":"$G56*AE56","v":0},null,null,{"$f":"$G56*AH56","v":0},null,null,{"$f":"$G56*AK56","v":0},null,74.400000000000006,{"$f":"$G56*AN56","v":0},null,null,{"$f":"$G56*AQ56","v":0},null,null,{"$f":"$G56*AT56","v":0},null,null,{"$f":"$G56*AW56","v":0},null,null,0,null,null,{"$f":"$G56*BC56","v":0},null,null,{"$f":"$G56*BF56","v":0},null,null,{"$f":"$G56*BI56","v":0},null,null,{"$f":"$G56*BL56","v":0},null,null,{"$f":"$G56*BO56","v":0},null,null,{"$f":"$G56*BR56","v":0},null,null,{"$f":"$G56*BU56","v":0},null,0,{"$f":"$G56*BX56","v":0},null,null,{"$f":"$G56*CA56","v":0},null,null,{"$f":"$G56*CD56","v":0},null,null,{"$f":"$G56*CG56","v":0},null,null,0,null,null,0,null,null,null,null,null,null,null,null,null,null,null,null,null,null,null,null,null,null,null,null,null,null,null,null,null,null,null,null,null,null,null,null,null,null,null,null,null,null,null,null,null,null,null,null,null,null,null,null,null,null,null,null,null,null,null,null,null,null,null,null,null,null,{"$f":"$G56*EX56","v":0},null,52.08,{"$f":"$G56*FA56","v":0},null,null,null,null,null,null,null,null,null,null,null,{"$f":"$G56*FM56","v":0},null,null,null,null,null,null,null,null,null,null,null,null,null,null,null,null,null,null,null,null,null,null,null,null,null,null,null,null,null,null,null,null,null,null,null,null,null,null,null,null,null,null,null,null,null,null,null,null,null,null,null,null,null,null,null,null,null,null,null,null,null,null,null,null,null,null,null,null,null,null,null,null,null,null,null,null,null,null,null,null,null,null,null,null,null,null,null,null,null,null,null,null,null,null,null,null,null,null,null,null,null,null,null,null,null,null,null,null,null,null,null,null,null,null,null,null,null,null,null,null,null,null,null,null,null,null,null,null,null,null,null,null,null,null,null,null,null,null,null,null,null,null,null,null,null,null,null,null,null,null,null,null,null,null,null,null,null,null,null,null,null,null,null,null,null,null,null,null,null,null,null,null,null,null,null,null,null,null,null,null,null,null,null,null,null,null,null,null,null,null,null,null,null,null,null,null,null,null,null,null,null,null,null,null,null,null,null,null,null,null,null,null,null,null,null,null,null,null,null,null,null,null,null,null,null,null,null,null,null,null,null,null,null,null,null,null,null,null,null,null,null,null,null,null,null,null,null,null,null,null,null,null,null,null,null,null,null,null,null,null,null,null,null,null,null,null,null,null,null,null,null,null,null,null,null,null,null,null,null,null,null,null,null,null,null,null,null,null,null,null,null,null,null,null,null,null,null,null,null,null,null,null,null,null,null,null,null,null,null,null,null,null,null,null,null,null,null,null,null,null,null,null,null,null,null,null,null,null,null,null,null,null,null,null,null,null,null,null,null,null,null,null,null,null,null,null,null,null,null,null,null,null,null,null,null,null,null,null,null,null,null,null,null,null,null,null,null,null,null,null,66.959999999999994,{"$f":"$G56*TU56","v":0},null,null,{"$f":"$G56*TX56","v":0},null,74.400000000000006,{"$f":"$G56*UA56","v":0},null,null,{"$f":"$G56*UD56","v":0},null,133.91999999999999,{"$f":"$G56*UG56","v":0},null,81.84,{"$f":"$G56*UJ56","v":0}]
["3.5.3",null,"C","debljina d=14 cm  ","thickness d=14 cm  ","m2",{"$f":"CENA!G48","v":0},0,0,null,null,null,null,null,null,null,null,null,null,null,null,null,{"$f":"$G57*V57","v":0},null,null,{"$f":"$G57*Y57","v":0},null,null,{"$f":"$G57*AB57","v":0},null,null,{"$f":"$G57*AE57","v":0},null,null,{"$f":"$G57*AH57","v":0},null,null,{"$f":"$G57*AK57","v":0},null,null,{"$f":"$G57*AN57","v":0},null,null,{"$f":"$G57*AQ57","v":0},null,null,{"$f":"$G57*AT57","v":0},null,null,{"$f":"$G57*AW57","v":0},null,null,0,null,null,{"$f":"$G57*BC57","v":0},null,null,{"$f":"$G57*BF57","v":0},null,null,{"$f":"$G57*BI57","v":0},null,null,{"$f":"$G57*BL57","v":0},null,null,{"$f":"$G57*BO57","v":0},null,null,{"$f":"$G57*BR57","v":0},null,null,{"$f":"$G57*BU57","v":0},null,0,{"$f":"$G57*BX57","v":0},null,null,{"$f":"$G57*CA57","v":0},null,null,{"$f":"$G57*CD57","v":0},null,null,{"$f":"$G57*CG57","v":0},null,null,0,null,null,0,null,null,null,null,null,null,null,null,null,null,null,null,null,null,null,null,null,null,null,null,null,null,null,null,null,null,null,null,null,null,null,null,null,null,null,null,null,null,null,null,null,null,null,null,null,null,null,null,null,null,null,null,null,null,null,null,null,null,null,null,null,null,{"$f":"$G57*EX57","v":0},null,null,{"$f":"$G57*FA57","v":0},null,null,null,null,null,null,null,null,null,null,null,{"$f":"$G57*FM57","v":0},null,null,null,null,null,null,null,null,null,null,null,null,null,null,null,null,null,null,null,null,null,null,null,null,null,null,null,null,null,null,null,null,null,null,null,null,null,null,null,null,null,null,null,null,null,null,null,null,null,null,null,null,null,null,null,null,null,null,null,null,null,null,null,null,null,null,null,null,null,null,null,null,null,null,null,null,null,null,null,null,null,null,null,null,null,null,null,null,null,null,null,null,null,null,null,null,null,null,null,null,null,null,null,null,null,null,null,null,null,null,null,null,null,null,null,null,null,null,null,null,null,null,null,null,null,null,null,null,null,null,null,null,null,null,null,null,null,null,null,null,null,null,null,null,null,null,null,null,null,null,null,null,null,null,null,null,null,null,null,null,null,null,null,null,null,null,null,null,null,null,null,null,null,null,null,null,null,null,null,null,null,null,null,null,null,null,null,null,null,null,null,null,null,null,null,null,null,null,null,null,null,null,null,null,null,null,null,null,null,null,null,null,null,null,null,null,null,null,null,null,null,null,null,null,null,null,null,null,null,null,null,null,null,null,null,null,null,null,null,null,null,null,null,null,null,null,null,null,null,null,null,null,null,null,null,null,null,null,null,null,null,null,null,null,null,null,null,null,null,null,null,null,null,null,null,null,null,null,null,null,null,null,null,null,null,null,null,null,null,null,null,null,null,null,null,null,null,null,null,null,null,null,null,null,null,null,null,null,null,null,null,null,null,null,null,null,null,null,null,null,null,null,null,null,null,null,null,null,null,null,null,null,null,null,null,null,null,null,null,null,null,null,null,null,null,null,null,null,null,null,null,null,null,null,null,null,null,null,null,null,null,null,null,null,null,null,null,null,null,null,null,{"$f":"$G57*TU57","v":0},null,null,{"$f":"$G57*TX57","v":0},null,null,{"$f":"$G57*UA57","v":0},null,null,{"$f":"$G57*UD57","v":0},null,null,{"$f":"$G57*UG57","v":0},null,null,{"$f":"$G57*UJ57","v":0}]
["3.6","K",6,"Parna brana\nkontrola vodene pare ispod termoizolacije","Vapor barrier \ncontrol of water vapor below the insulation","m2",{"$f":"CENA!G49","v":0},1500,0,null,null,null,null,null,null,null,null,null,null,null,null,null,{"$f":"$G58*V58","v":0},null,null,{"$f":"$G58*Y58","v":0},null,null,{"$f":"$G58*AB58","v":0},null,null,{"$f":"$G58*AE58","v":0},null,null,{"$f":"$G58*AH58","v":0},null,null,{"$f":"$G58*AK58","v":0},null,75,{"$f":"$G58*AN58","v":0},null,150,{"$f":"$G58*AQ58","v":0},null,null,{"$f":"$G58*AT58","v":0},null,null,{"$f":"$G58*AW58","v":0},null,null,0,null,null,{"$f":"$G58*BC58","v":0},null,null,{"$f":"$G58*BF58","v":0},null,null,{"$f":"$G58*BI58","v":0},null,null,{"$f":"$G58*BL58","v":0},null,150,{"$f":"$G58*BO58","v":0},null,null,{"$f":"$G58*BR58","v":0},null,150,{"$f":"$G58*BU58","v":0},null,0,{"$f":"$G58*BX58","v":0},null,225,{"$f":"$G58*CA58","v":0},null,150,{"$f":"$G58*CD58","v":0},null,null,{"$f":"$G58*CG58","v":0},null,75,0,null,null,0,null,null,null,null,null,null,null,null,null,null,null,null,null,null,null,null,null,null,null,null,null,null,null,null,null,null,null,null,null,null,null,null,null,null,null,null,null,null,null,null,null,null,null,null,null,null,null,null,null,null,null,null,null,null,null,null,null,null,null,null,null,null,{"$f":"$G58*EX58","v":0},null,75,{"$f":"$G58*FA58","v":0},null,null,null,null,null,null,null,null,null,null,null,{"$f":"$G58*FM58","v":0},null,null,null,null,null,null,null,null,null,null,null,null,null,null,null,null,null,null,null,null,null,null,null,null,null,null,null,null,null,null,null,null,null,null,null,null,null,null,null,null,null,null,null,null,null,null,null,null,null,null,null,null,null,null,null,null,null,null,null,null,null,null,null,null,null,null,null,null,null,null,null,null,null,null,null,null,null,null,null,null,null,null,null,null,null,null,null,null,null,null,null,null,null,null,null,null,null,null,null,null,null,null,null,null,null,null,null,null,null,null,null,null,null,null,null,null,null,null,null,null,null,null,null,null,null,null,null,null,null,null,null,null,null,null,null,null,null,null,null,null,null,null,null,null,null,null,null,null,null,null,null,null,null,null,null,null,null,null,null,null,null,null,null,null,null,null,null,null,null,null,null,null,null,null,null,null,null,null,null,null,null,null,null,null,null,null,null,null,null,null,null,null,null,null,null,null,null,null,null,null,null,null,null,null,null,null,null,null,null,null,null,null,null,null,null,null,null,null,null,null,null,null,null,null,null,null,null,null,null,null,null,null,null,null,null,null,null,null,null,null,null,null,null,null,null,null,null,null,null,null,null,null,null,null,null,null,null,null,null,null,null,null,null,null,null,null,null,null,null,null,null,null,null,null,null,null,null,null,null,null,null,null,null,null,null,null,null,null,null,null,null,null,null,null,null,null,null,null,null,null,null,null,null,null,null,null,null,null,null,null,null,null,null,null,null,null,null,null,null,null,null,null,null,null,null,null,null,null,null,null,null,null,null,null,null,null,null,null,null,null,null,null,null,null,null,null,null,null,null,null,null,null,null,null,null,null,null,null,null,null,null,null,null,null,null,null,null,null,null,null,75,{"$f":"$G58*TU58","v":0},null,null,{"$f":"$G58*TX58","v":0},null,75,{"$f":"$G58*UA58","v":0},null,null,{"$f":"$G58*UD58","v":0},null,150,{"$f":"$G58*UG58","v":0},null,150,{"$f":"$G58*UJ58","v":0}]
["3.7","K",7,"Čamova rezana građa različitog preseka\ndužine 400 cm","Fir lumber of different cross-section\nlength 400 cm","/","/","/","/",null,null,null,null,null,null,null,null,null,null,null,null,"/","/",null,"/","/",null,"/","/",null,"/","/",null,"/","/",null,"/","/",null,"/","/",null,"/","/",null,"/","/",null,"/","/",null,"/","/",null,"/","/",null,"/","/",null,"/","/",null,"/","/",null,"/","/",null,"/","/",null,"/","/",null,"/","/",null,"/","/",null,"/","/",null,"/","/",null,"/","/",null,"/","/",null,null,null,null,null,null,null,null,null,null,null,null,null,null,null,null,null,null,null,null,null,null,null,null,null,null,null,null,null,null,null,null,null,null,null,null,null,null,null,null,null,null,null,null,null,null,null,null,null,null,null,null,null,null,null,null,null,null,null,null,null,"/","/",null,"/","/",null,null,null,null,null,null,null,null,null,null,"/","/",null,null,null,null,null,null,null,null,null,null,null,null,null,null,null,null,null,null,null,null,null,null,null,null,null,null,null,null,null,null,null,null,null,null,null,null,null,null,null,null,null,null,null,null,null,null,null,null,null,null,null,null,null,null,null,null,null,null,null,null,null,null,null,null,null,null,null,null,null,null,null,null,null,null,null,null,null,null,null,null,null,null,null,null,null,null,null,null,null,null,null,null,null,null,null,null,null,null,null,null,null,null,null,null,null,null,null,null,null,null,null,null,null,null,null,null,null,null,null,null,null,null,null,null,null,null,null,null,null,null,null,null,null,null,null,null,null,null,null,null,null,null,null,null,null,null,null,null,null,null,null,null,null,null,null,null,null,null,null,null,null,null,null,null,null,null,null,null,null,null,null,null,null,null,null,null,null,null,null,null,null,null,null,null,null,null,null,null,null,null,null,null,null,null,null,null,null,null,null,null,null,null,null,null,null,null,null,null,null,null,null,null,null,null,null,null,null,null,null,null,null,null,null,null,null,null,null,null,null,null,null,null,null,null,null,null,null,null,null,null,null,null,null,null,null,null,null,null,null,null,null,null,null,null,null,null,null,null,null,null,null,null,null,null,null,null,null,null,null,null,null,null,null,null,null,null,null,null,null,null,null,null,null,null,null,null,null,null,null,null,null,null,null,null,null,null,null,null,null,null,null,null,null,null,null,null,null,null,null,null,null,null,null,null,null,null,null,null,null,null,null,null,null,null,null,null,null,null,null,null,null,null,null,null,null,null,null,null,null,null,null,null,null,null,null,null,null,null,null,null,null,null,null,null,null,null,null,null,null,null,null,null,null,null,null,null,null,null,null,null,"/","/",null,"/","/",null,"/","/",null,"/","/",null,"/","/",null,"/","/"]
["3.7.1",null,"A","Rog/Venčanica/Raspinjača           10/12 cm","rafters / wall plate / ridge collar 10/12 cm","m3",{"$f":"CENA!G51","v":0},{"$f":"J60+M60+P60+S60+AQ60+CJ60+DK60+FD60+V60+Y60+AB60+AE60+AH60+AK60+AN60+AT60+AW60+AZ60+BC60+BF60+BI60+BL60+BO60+BR60+BU60+BX60+CA60+CD60+CG60+CM60+CP60+CS60+CV60+CY60+DB60+DE60+DH60+DN60+DQ60+DT60+DW60+DZ60+EC60+EF60+EI60+EL60+EO60+ER60+EU60+EX60+FA60+FG60+FJ60+FM60+FP60+FS60+FV60+FY60+GB60+GE60+GH60+GK60+GN60+GQ60+GT60+GW60+GZ60+HC60+HF60+HI60+HL60+HO60+HR60+HU60+HX60+IA60+ID60+IG60+IJ60+IM60+IP60+IS60+IV60+IY60+JB60+JE60+JH60+JK60+JN60+JQ60+JT60+JW60+JZ60+KC60+KF60+KI60+KL60+KO60+KR60+KU60+KX60+LA60+LD60+LG60+LJ60+LM60+LP60+LS60+LV60+LY60+MB60+ME60+MH60+MK60+MN60+MQ60+MT60+MW60+MZ60+NC60+NF60+NI60+NL60+NO60+NR60+NU60+NX60+OA60+OD60+OG60+OJ60+OM60+OP60+OS60+OV60+OY60+PB60+PE60+PH60+PK60+PN60+PQ60+PT60+PW60+PZ60+QC60+QF60+QI60+QL60+QO60+QR60+QU60+QX60+RA60+RD60+RG60+RJ60+RM60+RP60+RS60+RV60+RY60+SB60+SE60+SH60+SK60+SN60+SQ60+ST60+SW60+SZ60+TC60+TF60+TI60+TL60+TO60+TR60+TU60+TX60+UA60+UD60+UG60+UJ60+UM60+UP60+US60","v":6.1440000000000001},{"$f":"G60*H60","v":0},null,null,null,null,null,null,null,null,null,null,null,null,null,{"$f":"$G60*V60","v":0},{"$f":"V60/$UW$60","v":0},null,{"$f":"$G60*Y60","v":0},{"$f":"Y60/$UW$60","v":0},null,{"$f":"$G60*AB60","v":0},{"$f":"AB60/$UW$60","v":0},null,{"$f":"$G60*AE60","v":0},{"$f":"AE60/$UW$60","v":0},null,{"$f":"$G60*AH60","v":0},{"$f":"AH60/$UW$60","v":0},null,{"$f":"$G60*AK60","v":0},{"$f":"AK60/$UW$60","v":0},0.57600000000000007,{"$f":"$G60*AN60","v":0},{"$f":"AN60/$UW$60","v":12.000000000000002},null,{"$f":"$G60*AQ60","v":0},{"$f":"AQ60/$UW$60","v":0},null,{"$f":"$G60*AT60","v":0},{"$f":"AT60/$UW$60","v":0},0.67200000000000004,{"$f":"$G60*AW60","v":0},{"$f":"AW60/$UW$60","v":14},null,{"$f":"$G60*AZ60","v":0},{"$f":"AZ60/$UW$60","v":0},null,{"$f":"$G60*BC60","v":0},{"$f":"BC60/$UW$60","v":0},null,{"$f":"$G60*BF60","v":0},{"$f":"BF60/$UW$60","v":0},null,{"$f":"$G60*BI60","v":0},{"$f":"BI60/$UW$60","v":0},null,{"$f":"$G60*BL60","v":0},{"$f":"BL60/$UW$60","v":0},null,{"$f":"$G60*BO60","v":0},{"$f":"BO60/$UW$60","v":0},null,{"$f":"$G60*BR60","v":0},{"$f":"BR60/$UW$60","v":0},null,{"$f":"$G60*BU60","v":0},{"$f":"BU60/$UW$60","v":0},0,{"$f":"$G60*BX60","v":0},{"$f":"BX60/$UW$60","v":0},0.91200000000000003,{"$f":"$G60*CA60","v":0},{"$f":"CA60/$UW$60","v":19},null,{"$f":"$G60*CD60","v":0},{"$f":"CD60/$UW$60","v":0},null,{"$f":"$G60*CG60","v":0},{"$f":"CG60/$UW$60","v":0},0.96,{"$f":"$G60*CJ60","v":0},{"$f":"CJ60/$UW$60","v":20},null,{"$f":"$G60*CM60","v":0},{"$f":"CM60/$UW$60","v":0},null,null,null,null,null,null,null,null,null,null,null,null,null,null,null,null,null,null,null,null,null,null,null,null,null,null,null,null,null,null,null,null,null,null,null,null,null,null,null,null,null,null,null,null,null,null,null,null,null,null,null,null,null,null,null,null,null,null,null,null,null,{"$f":"$G60*EX60","v":0},{"$f":"EX60/$UW$60","v":0},null,{"$f":"$G60*FA60","v":0},{"$f":"FA60/$UW$60","v":0},null,null,null,null,null,null,null,null,null,null,{"$f":"$G60*FM60","v":0},{"$f":"FM60/$UW$60","v":0},null,null,null,null,null,null,null,null,null,null,null,null,null,null,null,null,null,null,null,null,null,null,null,null,null,null,null,null,null,null,null,null,null,null,null,null,null,null,null,null,null,null,null,null,null,null,null,null,null,null,null,null,null,null,null,null,null,null,null,null,null,null,null,null,null,null,null,null,null,null,null,null,null,null,null,null,null,null,null,null,null,null,null,null,null,null,null,null,null,null,null,null,null,null,null,null,null,null,null,null,null,null,null,null,null,null,null,null,null,null,null,null,null,null,null,null,null,null,null,null,null,null,null,null,null,null,null,null,null,null,null,null,null,null,null,null,null,null,null,null,null,null,null,null,null,null,null,null,null,null,null,null,null,null,null,null,null,null,null,null,null,null,null,null,null,null,null,null,null,null,null,null,null,null,null,null,null,null,null,null,null,null,null,null,null,null,null,null,null,null,null,null,null,null,null,null,null,null,null,null,null,null,null,null,null,null,null,null,null,null,null,null,null,null,null,null,null,null,null,null,null,null,null,null,null,null,null,null,null,null,null,null,null,null,null,null,null,null,null,null,null,null,null,null,null,null,null,null,null,null,null,null,null,null,null,null,null,null,null,null,null,null,null,null,null,null,null,null,null,null,null,null,null,null,null,null,null,null,null,null,null,null,null,null,null,null,null,null,null,null,null,null,null,null,null,null,null,null,null,null,null,null,null,null,null,null,null,null,null,null,null,null,null,null,null,null,null,null,null,null,null,null,null,null,null,null,null,null,null,null,null,null,null,null,null,null,null,null,null,null,null,null,null,null,null,null,null,null,null,null,null,null,null,null,null,null,null,null,null,null,null,null,null,null,null,null,null,null,null,0.33600000000000002,{"$f":"$G60*TU60","v":0},{"$f":"TU60/$UW$60","v":7},1.44,{"$f":"$G60*TX60","v":0},{"$f":"TX60/$UW$60","v":30},1.248,{"$f":"$G60*UA60","v":0},{"$f":"UA60/$UW$60","v":26},null,{"$f":"$G60*UD60","v":0},{"$f":"UD60/$UW$60","v":0},null,{"$f":"$G60*UG60","v":0},{"$f":"UG60/$UW$60","v":0},null,{"$f":"$G60*UJ60","v":0},{"$f":"UJ60/$UW$60","v":0},null,null,null,null,null,null,null,null,null,null,4.8000000000000001E-2]
["3.7.2",null,"B","Rog/Stub/Grebenjača/Slemenja.   12/14 cm","column / pile / hip rafter / ridge 12/14 cm","m3",{"$f":"CENA!G52","v":0},10.385,0,null,null,null,null,null,null,null,null,null,null,null,null,null,{"$f":"$G61*V61","v":0},{"$f":"V61/$UW$61","v":0},0.53600000000000003,{"$f":"$G61*Y61","v":0},{"$f":"Y61/$UW$61","v":7.9761904761904772},null,{"$f":"$G61*AB61","v":0},{"$f":"AB61/$UW$61","v":0},0.53600000000000003,{"$f":"$G61*AE61","v":0},{"$f":"AE61/$UW$61","v":7.9761904761904772},0.40200000000000002,{"$f":"$G61*AH61","v":0},{"$f":"AH61/$UW$61","v":5.9821428571428577},0.26800000000000002,{"$f":"$G61*AK61","v":0},{"$f":"AK61/$UW$61","v":3.9880952380952386},0.40200000000000002,{"$f":"$G61*AN61","v":0},{"$f":"AN61/$UW$61","v":5.9821428571428577},null,{"$f":"$G61*AQ61","v":0},{"$f":"AQ61/$UW$61","v":0},0.53600000000000003,{"$f":"$G61*AT61","v":0},{"$f":"AT61/$UW$61","v":7.9761904761904772},0.40200000000000002,{"$f":"$G61*AW61","v":0},{"$f":"AW61/$UW$61","v":5.9821428571428577},0.53600000000000003,0,{"$f":"AZ61/$UW$61","v":7.9761904761904772},0.53600000000000003,{"$f":"$G61*BC61","v":0},{"$f":"BC61/$UW$61","v":7.9761904761904772},0.20100000000000001,{"$f":"$G61*BF61","v":0},{"$f":"BF61/$UW$61","v":2.9910714285714288},0.40200000000000002,{"$f":"$G61*BI61","v":0},{"$f":"BI61/$UW$61","v":5.9821428571428577},0.40200000000000002,{"$f":"$G61*BL61","v":0},{"$f":"BL61/$UW$61","v":5.9821428571428577},0.67,{"$f":"$G61*BO61","v":0},{"$f":"BO61/$UW$61","v":9.9702380952380967},null,{"$f":"$G61*BR61","v":0},{"$f":"BR61/$UW$61","v":0},null,{"$f":"$G61*BU61","v":0},{"$f":"BU61/$UW$61","v":0},0.67,{"$f":"$G61*BX61","v":0},{"$f":"BX61/$UW$61","v":9.9702380952380967},1.0720000000000001,{"$f":"$G61*CA61","v":0},{"$f":"CA61/$UW$61","v":15.952380952380954},null,{"$f":"$G61*CD61","v":0},{"$f":"CD61/$UW$61","v":0},null,{"$f":"$G61*CG61","v":0},{"$f":"CG61/$UW$61","v":0},null,0,{"$f":"CJ61/$UW$61","v":0},null,0,{"$f":"CM61/$UW$61","v":0},null,null,null,null,null,null,null,null,null,null,null,null,null,null,null,null,null,null,null,null,null,null,null,null,null,null,null,null,null,null,null,null,null,null,null,null,null,null,null,null,null,null,null,null,null,null,null,null,null,null,null,null,null,null,null,null,null,null,null,null,0.46900000000000003,{"$f":"$G61*EX61","v":0},{"$f":"EX61/$UW$61","v":6.9791666666666679},0.26800000000000002,{"$f":"$G61*FA61","v":0},{"$f":"FA61/$UW$61","v":3.9880952380952386},null,null,null,null,null,null,null,null,null,0.40200000000000002,{"$f":"$G61*FM61","v":0},{"$f":"FM61/$UW$61","v":5.9821428571428577},null,null,null,null,null,null,null,null,null,null,null,null,null,null,null,null,null,null,null,null,null,null,null,null,null,null,null,null,null,null,null,null,null,null,null,null,null,null,null,null,null,null,null,null,null,null,null,null,null,null,null,null,null,null,null,null,null,null,null,null,null,null,null,null,null,null,null,null,null,null,null,null,null,null,null,null,null,null,null,null,null,null,null,null,null,null,null,null,null,null,null,null,null,null,null,null,null,null,null,null,null,null,null,null,null,null,null,null,null,null,null,null,null,null,null,null,null,null,null,null,null,null,null,null,null,null,null,null,null,null,null,null,null,null,null,null,null,null,null,null,null,null,null,null,null,null,null,null,null,null,null,null,null,null,null,null,null,null,null,null,null,null,null,null,null,null,null,null,null,null,null,null,null,null,null,null,null,null,null,null,null,null,null,null,null,null,null,null,null,null,null,null,null,null,null,null,null,null,null,null,null,null,null,null,null,null,null,null,null,null,null,null,null,null,null,null,null,null,null,null,null,null,null,null,null,null,null,null,null,null,null,null,null,null,null,null,null,null,null,null,null,null,null,null,null,null,null,null,null,null,null,null,null,null,null,null,null,null,null,null,null,null,null,null,null,null,null,null,null,null,null,null,null,null,null,null,null,null,null,null,null,null,null,null,null,null,null,null,null,null,null,null,null,null,null,null,null,null,null,null,null,null,null,null,null,null,null,null,null,null,null,null,null,null,null,null,null,null,null,null,null,null,null,null,null,null,null,null,null,null,null,null,null,null,null,null,null,null,null,null,null,null,null,null,null,null,null,null,null,null,null,null,null,null,null,null,null,null,null,null,null,null,null,null,null,null,null,null,null,null,{"$f":"$G61*TU61","v":0},{"$f":"TU61/$UW$61","v":0},0.60299999999999998,{"$f":"$G61*TX61","v":0},{"$f":"TX61/$UW$61","v":8.9732142857142865},0.26800000000000002,{"$f":"$G61*UA61","v":0},{"$f":"UA61/$UW$61","v":3.9880952380952386},0.53600000000000003,{"$f":"$G61*UD61","v":0},{"$f":"UD61/$UW$61","v":7.9761904761904772},null,{"$f":"$G61*UG61","v":0},{"$f":"UG61/$UW$61","v":0},0.26800000000000002,{"$f":"$G61*UJ61","v":0},{"$f":"UJ61/$UW$61","v":3.9880952380952386},null,null,null,null,null,null,null,null,null,null,6.7199999999999996E-2]
["3.7.3",null,"C","Stub/Grebenjača                         14/14 cm","column / hip rafter 14/14 cm","m3",{"$f":"CENA!G53","v":0},0,0,null,null,null,null,null,null,null,null,null,null,null,null,null,{"$f":"$G62*V62","v":0},{"$f":"V62/$UW$62","v":0},null,{"$f":"$G62*Y62","v":0},{"$f":"Y62/$UW$62","v":0},null,{"$f":"$G62*AB62","v":0},{"$f":"AB62/$UW$62","v":0},null,{"$f":"$G62*AE62","v":0},{"$f":"AE62/$UW$62","v":0},null,{"$f":"$G62*AH62","v":0},{"$f":"AH62/$UW$62","v":0},null,{"$f":"$G62*AK62","v":0},{"$f":"AK62/$UW$62","v":0},null,{"$f":"$G62*AN62","v":0},{"$f":"AN62/$UW$62","v":0},null,{"$f":"$G62*AQ62","v":0},{"$f":"AQ62/$UW$62","v":0},null,{"$f":"$G62*AT62","v":0},{"$f":"AT62/$UW$62","v":0},null,{"$f":"$G62*AW62","v":0},{"$f":"AW62/$UW$62","v":0},null,0,{"$f":"AZ62/$UW$62","v":0},null,{"$f":"$G62*BC62","v":0},{"$f":"BC62/$UW$62","v":0},null,{"$f":"$G62*BF62","v":0},{"$f":"BF62/$UW$62","v":0},null,{"$f":"$G62*BI62","v":0},{"$f":"BI62/$UW$62","v":0},null,{"$f":"$G62*BL62","v":0},{"$f":"BL62/$UW$62","v":0},null,{"$f":"$G62*BO62","v":0},{"$f":"BO62/$UW$62","v":0},null,{"$f":"$G62*BR62","v":0},{"$f":"BR62/$UW$62","v":0},null,{"$f":"$G62*BU62","v":0},{"$f":"BU62/$UW$62","v":0},0,{"$f":"$G62*BX62","v":0},{"$f":"BX62/$UW$62","v":0},null,{"$f":"$G62*CA62","v":0},{"$f":"CA62/$UW$62","v":0},null,{"$f":"$G62*CD62","v":0},{"$f":"CD62/$UW$62","v":0},null,{"$f":"$G62*CG62","v":0},{"$f":"CG62/$UW$62","v":0},null,0,{"$f":"CJ62/$UW$62","v":0},null,0,{"$f":"CM62/$UW$62","v":0},null,null,null,null,null,null,null,null,null,null,null,null,null,null,null,null,null,null,null,null,null,null,null,null,null,null,null,null,null,null,null,null,null,null,null,null,null,null,null,null,null,null,null,null,null,null,null,null,null,null,null,null,null,null,null,null,null,null,null,null,null,{"$f":"$G62*EX62","v":0},{"$f":"EX62/$UW$62","v":0},null,{"$f":"$G62*FA62","v":0},{"$f":"FA62/$UW$62","v":0},null,null,null,null,null,null,null,null,null,null,{"$f":"$G62*FM62","v":0},{"$f":"FM62/$UW$62","v":0},null,null,null,null,null,null,null,null,null,null,null,null,null,null,null,null,null,null,null,null,null,null,null,null,null,null,null,null,null,null,null,null,null,null,null,null,null,null,null,null,null,null,null,null,null,null,null,null,null,null,null,null,null,null,null,null,null,null,null,null,null,null,null,null,null,null,null,null,null,null,null,null,null,null,null,null,null,null,null,null,null,null,null,null,null,null,null,null,null,null,null,null,null,null,null,null,null,null,null,null,null,null,null,null,null,null,null,null,null,null,null,null,null,null,null,null,null,null,null,null,null,null,null,null,null,null,null,null,null,null,null,null,null,null,null,null,null,null,null,null,null,null,null,null,null,null,null,null,null,null,null,null,null,null,null,null,null,null,null,null,null,null,null,null,null,null,null,null,null,null,null,null,null,null,null,null,null,null,null,null,null,null,null,null,null,null,null,null,null,null,null,null,null,null,null,null,null,null,null,null,null,null,null,null,null,null,null,null,null,null,null,null,null,null,null,null,null,null,null,null,null,null,null,null,null,null,null,null,null,null,null,null,null,null,null,null,null,null,null,null,null,null,null,null,null,null,null,null,null,null,null,null,null,null,null,null,null,null,null,null,null,null,null,null,null,null,null,null,null,null,null,null,null,null,null,null,null,null,null,null,null,null,null,null,null,null,null,null,null,null,null,null,null,null,null,null,null,null,null,null,null,null,null,null,null,null,null,null,null,null,null,null,null,null,null,null,null,null,null,null,null,null,null,null,null,null,null,null,null,null,null,null,null,null,null,null,null,null,null,null,null,null,null,null,null,null,null,null,null,null,null,null,null,null,null,null,null,null,null,null,null,null,null,null,null,null,null,null,null,null,{"$f":"$G62*TU62","v":0},{"$f":"TU62/$UW$62","v":0},null,{"$f":"$G62*TX62","v":0},{"$f":"TX62/$UW$62","v":0},null,{"$f":"$G62*UA62","v":0},{"$f":"UA62/$UW$62","v":0},null,{"$f":"$G62*UD62","v":0},{"$f":"UD62/$UW$62","v":0},null,{"$f":"$G62*UG62","v":0},{"$f":"UG62/$UW$62","v":0},null,{"$f":"$G62*UJ62","v":0},{"$f":"UJ62/$UW$62","v":0},null,null,null,null,null,null,null,null,null,null,7.8399999999999997E-2]
["3.7.4",null,"H","Tavanjače                                   18/26 cm","attic beams 18/26 cm","m3",{"$f":"CENA!G54","v":0},0,0,null,null,null,null,null,null,null,null,null,null,null,null,null,{"$f":"$G63*V63","v":0},{"$f":"V63/$UW$63","v":0},null,{"$f":"$G63*Y63","v":0},{"$f":"Y63/$UW$63","v":0},null,{"$f":"$G63*AB63","v":0},{"$f":"AB63/$UW$63","v":0},null,{"$f":"$G63*AE63","v":0},{"$f":"AE63/$UW$63","v":0},null,{"$f":"$G63*AH63","v":0},{"$f":"AH63/$UW$63","v":0},null,{"$f":"$G63*AK63","v":0},{"$f":"AK63/$UW$63","v":0},null,{"$f":"$G63*AN63","v":0},{"$f":"AN63/$UW$63","v":0},null,{"$f":"$G63*AQ63","v":0},{"$f":"AQ63/$UW$63","v":0},null,{"$f":"$G63*AT63","v":0},{"$f":"AT63/$UW$63","v":0},null,{"$f":"$G63*AW63","v":0},{"$f":"AW63/$UW$63","v":0},null,0,{"$f":"AZ63/$UW$63","v":0},null,{"$f":"$G63*BC63","v":0},{"$f":"BC63/$UW$63","v":0},null,{"$f":"$G63*BF63","v":0},{"$f":"BF63/$UW$63","v":0},null,{"$f":"$G63*BI63","v":0},{"$f":"BI63/$UW$63","v":0},null,{"$f":"$G63*BL63","v":0},{"$f":"BL63/$UW$63","v":0},null,{"$f":"$G63*BO63","v":0},{"$f":"BO63/$UW$63","v":0},null,{"$f":"$G63*BR63","v":0},{"$f":"BR63/$UW$63","v":0},null,{"$f":"$G63*BU63","v":0},{"$f":"BU63/$UW$63","v":0},0,{"$f":"$G63*BX63","v":0},{"$f":"BX63/$UW$63","v":0},null,{"$f":"$G63*CA63","v":0},{"$f":"CA63/$UW$63","v":0},null,{"$f":"$G63*CD63","v":0},{"$f":"CD63/$UW$63","v":0},null,{"$f":"$G63*CG63","v":0},{"$f":"CG63/$UW$63","v":0},null,0,{"$f":"CJ63/$UW$63","v":0},null,0,{"$f":"CM63/$UW$63","v":0},null,null,null,null,null,null,null,null,null,null,null,null,null,null,null,null,null,null,null,null,null,null,null,null,null,null,null,null,null,null,null,null,null,null,null,null,null,null,null,null,null,null,null,null,null,null,null,null,null,null,null,null,null,null,null,null,null,null,null,null,null,{"$f":"$G63*EX63","v":0},{"$f":"EX63/$UW$63","v":0},null,{"$f":"$G63*FA63","v":0},{"$f":"FA63/$UW$63","v":0},null,null,null,null,null,null,null,null,null,null,{"$f":"$G63*FM63","v":0},{"$f":"FM63/$UW$63","v":0},null,null,null,null,null,null,null,null,null,null,null,null,null,null,null,null,null,null,null,null,null,null,null,null,null,null,null,null,null,null,null,null,null,null,null,null,null,null,null,null,null,null,null,null,null,null,null,null,null,null,null,null,null,null,null,null,null,null,null,null,null,null,null,null,null,null,null,null,null,null,null,null,null,null,null,null,null,null,null,null,null,null,null,null,null,null,null,null,null,null,null,null,null,null,null,null,null,null,null,null,null,null,null,null,null,null,null,null,null,null,null,null,null,null,null,null,null,null,null,null,null,null,null,null,null,null,null,null,null,null,null,null,null,null,null,null,null,null,null,null,null,null,null,null,null,null,null,null,null,null,null,null,null,null,null,null,null,null,null,null,null,null,null,null,null,null,null,null,null,null,null,null,null,null,null,null,null,null,null,null,null,null,null,null,null,null,null,null,null,null,null,null,null,null,null,null,null,null,null,null,null,null,null,null,null,null,null,null,null,null,null,null,null,null,null,null,null,null,null,null,null,null,null,null,null,null,null,null,null,null,null,null,null,null,null,null,null,null,null,null,null,null,null,null,null,null,null,null,null,null,null,null,null,null,null,null,null,null,null,null,null,null,null,null,null,null,null,null,null,null,null,null,null,null,null,null,null,null,null,null,null,null,null,null,null,null,null,null,null,null,null,null,null,null,null,null,null,null,null,null,null,null,null,null,null,null,null,null,null,null,null,null,null,null,null,null,null,null,null,null,null,null,null,null,null,null,null,null,null,null,null,null,null,null,null,null,null,null,null,null,null,null,null,null,null,null,null,null,null,null,null,null,null,null,null,null,null,null,null,null,null,null,null,null,null,null,null,null,null,null,{"$f":"$G63*TU63","v":0},{"$f":"TU63/$UW$63","v":0},null,{"$f":"$G63*TX63","v":0},{"$f":"TX63/$UW$63","v":0},null,{"$f":"$G63*UA63","v":0},{"$f":"UA63/$UW$63","v":0},null,{"$f":"$G63*UD63","v":0},{"$f":"UD63/$UW$63","v":0},null,{"$f":"$G63*UG63","v":0},{"$f":"UG63/$UW$63","v":0},null,{"$f":"$G63*UJ63","v":0},{"$f":"UJ63/$UW$63","v":0},null,null,null,null,null,null,null,null,null,null,0.18720000000000001]
["3.8.3",null,"C","Stub/Grebenjača                         14/14 cm","column / hip rafter 14/14 cm","m3",{"$f":"CENA!G58","v":0},0,0,null,null,null,null,null,null,null,null,null,null,null,null,null,0,{"$f":"V67/$UW$67","v":0},null,0,{"$f":"Y67/$UW$67","v":0},null,0,{"$f":"AB67/$UW$67","v":0},null,0,{"$f":"AE67/$UW$67","v":0},null,0,{"$f":"AH67/$UW$67","v":0},null,0,{"$f":"AK67/$UW$67","v":0},null,0,{"$f":"AN67/$UW$67","v":0},null,0,{"$f":"AQ67/$UW$67","v":0},null,0,{"$f":"AT67/$UW$67","v":0},null,0,{"$f":"AW67/$UW$67","v":0},null,0,{"$f":"AZ67/$UW$67","v":0},null,0,{"$f":"BC67/$UW$67","v":0},null,0,{"$f":"BF67/$UW$67","v":0},null,0,{"$f":"BI67/$UW$67","v":0},null,0,{"$f":"BL67/$UW$67","v":0},null,0,{"$f":"BO67/$UW$67","v":0},null,0,{"$f":"BR67/$UW$67","v":0},null,0,{"$f":"BU67/$UW$67","v":0},0,0,{"$f":"BX67/$UW$67","v":0},null,0,{"$f":"CA67/$UW$67","v":0},null,0,{"$f":"CD67/$UW$67","v":0},null,0,{"$f":"CG67/$UW$67","v":0},null,0,{"$f":"CJ67/$UW$67","v":0},null,0,{"$f":"CM67/$UW$67","v":0},null,null,null,null,null,null,null,null,null,null,null,null,null,null,null,null,null,null,null,null,null,null,null,null,null,null,null,null,null,null,null,null,null,null,null,null,null,null,null,null,null,null,null,null,null,null,null,null,null,null,null,null,null,null,null,null,null,null,null,null,null,0,{"$f":"EX67/$UW$67","v":0},null,0,{"$f":"FA67/$UW$67","v":0},null,null,null,null,null,null,null,null,null,null,0,{"$f":"FM67/$UW$67","v":0},null,null,null,null,null,null,null,null,null,null,null,null,null,null,null,null,null,null,null,null,null,null,null,null,null,null,null,null,null,null,null,null,null,null,null,null,null,null,null,null,null,null,null,null,null,null,null,null,null,null,null,null,null,null,null,null,null,null,null,null,null,null,null,null,null,null,null,null,null,null,null,null,null,null,null,null,null,null,null,null,null,null,null,null,null,null,null,null,null,null,null,null,null,null,null,null,null,null,null,null,null,null,null,null,null,null,null,null,null,null,null,null,null,null,null,null,null,null,null,null,null,null,null,null,null,null,null,null,null,null,null,null,null,null,null,null,null,null,null,null,null,null,null,null,null,null,null,null,null,null,null,null,null,null,null,null,null,null,null,null,null,null,null,null,null,null,null,null,null,null,null,null,null,null,null,null,null,null,null,null,null,null,null,null,null,null,null,null,null,null,null,null,null,null,null,null,null,null,null,null,null,null,null,null,null,null,null,null,null,null,null,null,null,null,null,null,null,null,null,null,null,null,null,null,null,null,null,null,null,null,null,null,null,null,null,null,null,null,null,null,null,null,null,null,null,null,null,null,null,null,null,null,null,null,null,null,null,null,null,null,null,null,null,null,null,null,null,null,null,null,null,null,null,null,null,null,null,null,null,null,null,null,null,null,null,null,null,null,null,null,null,null,null,null,null,null,null,null,null,null,null,null,null,null,null,null,null,null,null,null,null,null,null,null,null,null,null,null,null,null,null,null,null,null,null,null,null,null,null,null,null,null,null,null,null,null,null,null,null,null,null,null,null,null,null,null,null,null,null,null,null,null,null,null,null,null,null,null,null,null,null,null,null,null,null,null,null,null,null,null,0,{"$f":"TU67/$UW$67","v":0},null,0,{"$f":"TX67/$UW$67","v":0},null,0,{"$f":"UA67/$UW$67","v":0},null,0,{"$f":"UD67/$UW$67","v":0},null,0,{"$f":"UG67/$UW$67","v":0},null,0,{"$f":"UJ67/$UW$67","v":0},null,null,null,null,null,null,null,null,null,null,0.1176]
["3.8.6",null,"F","Klešta                                         6/12 cm","Collar tie 6/12 cm","m3",{"$f":"CENA!G61","v":0},2.4509999999999996,0,null,null,null,null,null,null,null,null,null,null,null,null,null,0,{"$f":"V70/$UW$70","v":0},null,0,{"$f":"Y70/$UW$70","v":0},null,0,{"$f":"AB70/$UW$70","v":0},null,0,{"$f":"AE70/$UW$70","v":0},null,0,{"$f":"AH70/$UW$70","v":0},null,0,{"$f":"AK70/$UW$70","v":0},8.5999999999999993E-2,0,{"$f":"AN70/$UW$70","v":1.9907407407407405},null,0,{"$f":"AQ70/$UW$70","v":0},null,0,{"$f":"AT70/$UW$70","v":0},0.21499999999999997,0,{"$f":"AW70/$UW$70","v":4.9768518518518512},null,0,{"$f":"AZ70/$UW$70","v":0},null,0,{"$f":"BC70/$UW$70","v":0},null,0,{"$f":"BF70/$UW$70","v":0},0.51600000000000001,0,{"$f":"BI70/$UW$70","v":11.944444444444445},null,0,{"$f":"BL70/$UW$70","v":0},null,0,{"$f":"BO70/$UW$70","v":0},null,0,{"$f":"BR70/$UW$70","v":0},null,0,{"$f":"BU70/$UW$70","v":0},0,0,{"$f":"BX70/$UW$70","v":0},8.5999999999999993E-2,0,{"$f":"CA70/$UW$70","v":1.9907407407407405},null,0,{"$f":"CD70/$UW$70","v":0},null,0,{"$f":"CG70/$UW$70","v":0},null,0,{"$f":"CJ70/$UW$70","v":0},null,0,{"$f":"CM70/$UW$70","v":0},null,null,null,null,null,null,null,null,null,null,null,null,null,null,null,null,null,null,null,null,null,null,null,null,null,null,null,null,null,null,null,null,null,null,null,null,null,null,null,null,null,null,null,null,null,null,null,null,null,null,null,null,null,null,null,null,null,null,null,null,null,0,{"$f":"EX70/$UW$70","v":0},null,0,{"$f":"FA70/$UW$70","v":0},null,null,null,null,null,null,null,null,null,null,0,{"$f":"FM70/$UW$70","v":0},null,null,null,null,null,null,null,null,null,null,null,null,null,null,null,null,null,null,null,null,null,null,null,null,null,null,null,null,null,null,null,null,null,null,null,null,null,null,null,null,null,null,null,null,null,null,null,null,null,null,null,null,null,null,null,null,null,null,null,null,null,null,null,null,null,null,null,null,null,null,null,null,null,null,null,null,null,null,null,null,null,null,null,null,null,null,null,null,null,null,null,null,null,null,null,null,null,null,null,null,null,null,null,null,null,null,null,null,null,null,null,null,null,null,null,null,null,null,null,null,null,null,null,null,null,null,null,null,null,null,null,null,null,null,null,null,null,null,null,null,null,null,null,null,null,null,null,null,null,null,null,null,null,null,null,null,null,null,null,null,null,null,null,null,null,null,null,null,null,null,null,null,null,null,null,null,null,null,null,null,null,null,null,null,null,null,null,null,null,null,null,null,null,null,null,null,null,null,null,null,null,null,null,null,null,null,null,null,null,null,null,null,null,null,null,null,null,null,null,null,null,null,null,null,null,null,null,null,null,null,null,null,null,null,null,null,null,null,null,null,null,null,null,null,null,null,null,null,null,null,null,null,null,null,null,null,null,null,null,null,null,null,null,null,null,null,null,null,null,null,null,null,null,null,null,null,null,null,null,null,null,null,null,null,null,null,null,null,null,null,null,null,null,null,null,null,null,null,null,null,null,null,null,null,null,null,null,null,null,null,null,null,null,null,null,null,null,null,null,null,null,null,null,null,null,null,null,null,null,null,null,null,null,null,null,null,null,null,null,null,null,null,null,null,null,null,null,null,null,null,null,null,null,null,null,null,null,null,null,null,null,null,null,null,null,null,null,null,null,0.77399999999999991,0,{"$f":"TU70/$UW$70","v":17.916666666666664},0.42999999999999994,0,{"$f":"TX70/$UW$70","v":9.9537037037037024},0.34399999999999997,0,{"$f":"UA70/$UW$70","v":7.9629629629629619},null,0,{"$f":"UD70/$UW$70","v":0},null,0,{"$f":"UG70/$UW$70","v":0},null,0,{"$f":"UJ70/$UW$70","v":0},null,null,null,null,null,null,null,null,null,null,4.3200000000000002E-2]
["3.10","K",10,"Krovna daska od čamove rezane građe \n2,4-2,5/15 cm, isporučuje se dužine l=3,0 metra","Roof fir board\n2,4-2,5/15 cm, lenght l=3,0 m","m3",{"$f":"CENA!G65","v":0},39.597999999999999,0,null,null,null,null,null,null,null,null,null,null,null,null,null,0,null,null,0,null,null,0,null,4.1879999999999997,0,null,null,0,null,2.2269999999999999,0,null,null,0,null,null,0,null,4.4550000000000001,0,null,4.5039999999999996,0,null,5.0490000000000004,0,null,null,0,null,null,0,null,2.351,0,null,4.2069999999999999,0,null,null,0,null,null,0,null,null,0,null,0,0,null,null,0,null,null,0,null,null,0,null,null,0,null,null,0,null,null,null,null,null,null,null,null,null,null,null,null,null,null,null,null,null,null,null,null,null,null,null,null,null,null,null,null,null,null,null,null,null,null,null,null,null,null,null,null,null,null,null,null,null,null,null,null,null,null,null,null,null,null,null,null,null,null,null,null,null,null,0,null,4.8760000000000003,0,null,null,null,null,null,null,null,null,null,null,null,0,null,null,null,null,null,null,null,null,null,null,null,null,null,null,null,null,null,null,null,null,null,null,null,null,null,null,null,null,null,null,null,null,null,null,null,null,null,null,null,null,null,null,null,null,null,null,null,null,null,null,null,null,null,null,null,null,null,null,null,null,null,null,null,null,null,null,null,null,null,null,null,null,null,null,null,null,null,null,null,null,null,null,null,null,null,null,null,null,null,null,null,null,null,null,null,null,null,null,null,null,null,null,null,null,null,null,null,null,null,null,null,null,null,null,null,null,null,null,null,null,null,null,null,null,null,null,null,null,null,null,null,null,null,null,null,null,null,null,null,null,null,null,null,null,null,null,null,null,null,null,null,null,null,null,null,null,null,null,null,null,null,null,null,null,null,null,null,null,null,null,null,null,null,null,null,null,null,null,null,null,null,null,null,null,null,null,null,null,null,null,null,null,null,null,null,null,null,null,null,null,null,null,null,null,null,null,null,null,null,null,null,null,null,null,null,null,null,null,null,null,null,null,null,null,null,null,null,null,null,null,null,null,null,null,null,null,null,null,null,null,null,null,null,null,null,null,null,null,null,null,null,null,null,null,null,null,null,null,null,null,null,null,null,null,null,null,null,null,null,null,null,null,null,null,null,null,null,null,null,null,null,null,null,null,null,null,null,null,null,null,null,null,null,null,null,null,null,null,null,null,null,null,null,null,null,null,null,null,null,null,null,null,null,null,null,null,null,null,null,null,null,null,null,null,null,null,null,null,null,null,null,null,null,null,null,null,null,null,null,null,null,null,null,null,null,null,null,null,null,null,null,null,null,null,null,null,null,null,null,null,null,null,null,null,null,null,null,null,null,null,3.2170000000000001,0,null,null,0,null,null,0,null,null,0,null,2,0,null,2.524,0]
["3.13","K",13,"Standardne gips kartonske ploče - Tip A\ndimenzije: 1200-1250 x 2000 mm","Standard plasterboard table - Type A\ndim: 1200-1250 x 2000 mm","kom/pcs",{"$f":"CENA!G68","v":0},759,0,null,null,null,null,null,null,null,null,null,null,null,null,null,0,null,16,0,null,103,0,null,92,0,null,null,0,null,null,0,null,null,0,null,90,0,null,null,0,null,null,0,null,null,0,null,null,0,null,null,0,null,null,0,null,null,0,null,60,0,null,10,0,null,140,0,null,34,0,null,null,0,null,null,0,null,32,0,null,13,0,null,null,0,null,null,null,null,null,null,null,null,null,null,null,null,null,null,null,null,null,null,null,null,null,null,null,null,null,null,null,null,null,null,null,null,null,null,null,null,null,null,null,null,null,null,null,null,null,null,null,null,null,null,null,null,null,null,null,null,null,null,null,null,null,null,0,null,22,0,null,null,null,null,null,null,null,null,null,null,null,0,null,null,null,null,null,null,null,null,null,null,null,null,null,null,null,null,null,null,null,null,null,null,null,null,null,null,null,null,null,null,null,null,null,null,null,null,null,null,null,null,null,null,null,null,null,null,null,null,null,null,null,null,null,null,null,null,null,null,null,null,null,null,null,null,null,null,null,null,null,null,null,null,null,null,null,null,null,null,null,null,null,null,null,null,null,null,null,null,null,null,null,null,null,null,null,null,null,null,null,null,null,null,null,null,null,null,null,null,null,null,null,null,null,null,null,null,null,null,null,null,null,null,null,null,null,null,null,null,null,null,null,null,null,null,null,null,null,null,null,null,null,null,null,null,null,null,null,null,null,null,null,null,null,null,null,null,null,null,null,null,null,null,null,null,null,null,null,null,null,null,null,null,null,null,null,null,null,null,null,null,null,null,null,null,null,null,null,null,null,null,null,null,null,null,null,null,null,null,null,null,null,null,null,null,null,null,null,null,null,null,null,null,null,null,null,null,null,null,null,null,null,null,null,null,null,null,null,null,null,null,null,null,null,null,null,null,null,null,null,null,null,null,null,null,null,null,null,null,null,null,null,null,null,null,null,null,null,null,null,null,null,null,null,null,null,null,null,null,null,null,null,null,null,null,null,null,null,null,null,null,null,null,null,null,null,null,null,null,null,null,null,null,null,null,null,null,null,null,null,null,null,null,null,null,null,null,null,null,null,null,null,null,null,null,null,null,null,null,null,null,null,null,null,null,null,null,null,null,null,null,null,null,null,null,null,null,null,null,null,null,null,null,null,null,null,null,null,null,null,null,null,null,null,null,null,null,null,null,null,null,null,null,null,null,null,null,null,null,null,null,27,0,null,15,0,null,null,0,null,16,0,null,55,0,null,34,0]
["3.15.1",null,"A","Horizontalni polukružni","horizontal semicircular gutter","kom/pcs",{"$f":"CENA!G71","v":0},{"$f":"J80+M80+P80+S80+AQ80+CJ80+DK80+FD80+V80+Y80+AB80+AE80+AH80+AK80+AN80+AT80+AW80+AZ80+BC80+BF80+BI80+BL80+BO80+BR80+BU80+BX80+CA80+CD80+CG80+CM80+CP80+CS80+CV80+CY80+DB80+DE80+DH80+DN80+DQ80+DT80+DW80+DZ80+EC80+EF80+EI80+EL80+EO80+ER80+EU80+EX80+FA80+FG80+FJ80+FM80+FP80+FS80+FV80+FY80+GB80+GE80+GH80+GK80+GN80+GQ80+GT80+GW80+GZ80+HC80+HF80+HI80+HL80+HO80+HR80+HU80+HX80+IA80+ID80+IG80+IJ80+IM80+IP80+IS80+IV80+IY80+JB80+JE80+JH80+JK80+JN80+JQ80+JT80+JW80+JZ80+KC80+KF80+KI80+KL80+KO80+KR80+KU80+KX80+LA80+LD80+LG80+LJ80+LM80+LP80+LS80+LV80+LY80+MB80+ME80+MH80+MK80+MN80+MQ80+MT80+MW80+MZ80+NC80+NF80+NI80+NL80+NO80+NR80+NU80+NX80+OA80+OD80+OG80+OJ80+OM80+OP80+OS80+OV80+OY80+PB80+PE80+PH80+PK80+PN80+PQ80+PT80+PW80+PZ80+QC80+QF80+QI80+QL80+QO80+QR80+QU80+QX80+RA80+RD80+RG80+RJ80+RM80+RP80+RS80+RV80+RY80+SB80+SE80+SH80+SK80+SN80+SQ80+ST80+SW80+SZ80+TC80+TF80+TI80+TL80+TO80+TR80+TU80+TX80+UA80+UD80+UG80+UJ80+UM80+UP80+US80","v":166},{"$f":"G80*H80","v":0},null,null,null,null,null,null,null,null,null,null,null,null,7,{"$f":"$G80*V80","v":0},null,3,{"$f":"$G80*Y80","v":0},null,5,{"$f":"$G80*AB80","v":0},null,4,{"$f":"$G80*AE80","v":0},null,4,{"$f":"$G80*AH80","v":0},null,6,{"$f":"$G80*AK80","v":0},null,5,{"$f":"$G80*AN80","v":0},null,6,{"$f":"$G80*AQ80","v":0},null,5,{"$f":"$G80*AT80","v":0},null,4,{"$f":"$G80*AW80","v":0},null,6,{"$f":"$G80*AZ80","v":0},null,6,{"$f":"$G80*BC80","v":0},null,4,{"$f":"$G80*BF80","v":0},null,6,{"$f":"$G80*BI80","v":0},null,5,{"$f":"$G80*BL80","v":0},null,5,{"$f":"$G80*BO80","v":0},null,6,{"$f":"$G80*BR80","v":0},null,6,{"$f":"$G80*BU80","v":0},null,8,{"$f":"$G80*BX80","v":0},null,6,{"$f":"$G80*CA80","v":0},null,4,{"$f":"$G80*CD80","v":0},null,null,{"$f":"$G80*CG80","v":0},null,6,{"$f":"$G80*CJ80","v":0},null,6,{"$f":"$G80*CM80","v":0},null,null,null,null,null,null,null,null,null,null,null,null,null,null,null,null,null,null,null,null,null,null,null,null,null,null,null,null,null,null,null,null,null,null,null,null,null,null,null,null,null,null,null,null,null,null,null,null,null,null,null,null,null,null,null,null,null,null,null,null,null,6,{"$f":"$G80*EX80","v":0},null,4,{"$f":"$G80*FA80","v":0},null,null,null,null,null,null,null,null,null,null,6,{"$f":"$G80*FM80","v":0},null,null,null,null,null,null,null,null,null,null,null,null,null,null,null,null,null,null,null,null,null,null,null,null,null,null,null,null,null,null,null,null,null,null,null,null,null,null,null,null,null,null,null,null,null,null,null,null,null,null,null,null,null,null,null,null,null,null,null,null,null,null,null,null,null,null,null,null,null,null,null,null,null,null,null,null,null,null,null,null,null,null,null,null,null,null,null,null,null,null,null,null,null,null,null,null,null,null,null,null,null,null,null,null,null,null,null,null,null,null,null,null,null,null,null,null,null,null,null,null,null,null,null,null,null,null,null,null,null,null,null,null,null,null,null,null,null,null,null,null,null,null,null,null,null,null,null,null,null,null,null,null,null,null,null,null,null,null,null,null,null,null,null,null,null,null,null,null,null,null,null,null,null,null,null,null,null,null,null,null,null,null,null,null,null,null,null,null,null,null,null,null,null,null,null,null,null,null,null,null,null,null,null,null,null,null,null,null,null,null,null,null,null,null,null,null,null,null,null,null,null,null,null,null,null,null,null,null,null,null,null,null,null,null,null,null,null,null,null,null,null,null,null,null,null,null,null,null,null,null,null,null,null,null,null,null,null,null,null,null,null,null,null,null,null,null,null,null,null,null,null,null,null,null,null,null,null,null,null,null,null,null,null,null,null,null,null,null,null,null,null,null,null,null,null,null,null,null,null,null,null,null,null,null,null,null,null,null,null,null,null,null,null,null,null,null,null,null,null,null,null,null,null,null,null,null,null,null,null,null,null,null,null,null,null,null,null,null,null,null,null,null,null,null,null,null,null,null,null,null,null,null,null,null,null,null,null,null,null,null,null,null,null,null,null,null,null,null,null,null,3,{"$f":"$G80*TU80","v":0},null,11,{"$f":"$G80*TX80","v":0},null,3,{"$f":"$G80*UA80","v":0},null,6,{"$f":"$G80*UD80","v":0},null,4,{"$f":"$G80*UG80","v":0},null,null,{"$f":"$G80*UJ80","v":0}]
["3.15.2",null,"B","Vertikalni kružni oluk","Vertical circular gutter","kom/pcs",{"$f":"CENA!G72","v":0},90,0,null,null,null,null,null,null,null,null,null,null,null,null,3,{"$f":"$G81*V81","v":0},null,2,{"$f":"$G81*Y81","v":0},null,3,{"$f":"$G81*AB81","v":0},null,3,{"$f":"$G81*AE81","v":0},null,3,{"$f":"$G81*AH81","v":0},null,3,{"$f":"$G81*AK81","v":0},null,3,{"$f":"$G81*AN81","v":0},null,5,{"$f":"$G81*AQ81","v":0},null,3,{"$f":"$G81*AT81","v":0},null,2,{"$f":"$G81*AW81","v":0},null,3,0,null,3,{"$f":"$G81*BC81","v":0},null,3,{"$f":"$G81*BF81","v":0},null,3,{"$f":"$G81*BI81","v":0},null,3,{"$f":"$G81*BL81","v":0},null,3,{"$f":"$G81*BO81","v":0},null,3,{"$f":"$G81*BR81","v":0},null,2,{"$f":"$G81*BU81","v":0},null,4,{"$f":"$G81*BX81","v":0},null,4,{"$f":"$G81*CA81","v":0},null,2,{"$f":"$G81*CD81","v":0},null,null,{"$f":"$G81*CG81","v":0},null,2,0,null,4,0,null,null,null,null,null,null,null,null,null,null,null,null,null,null,null,null,null,null,null,null,null,null,null,null,null,null,null,null,null,null,null,null,null,null,null,null,null,null,null,null,null,null,null,null,null,null,null,null,null,null,null,null,null,null,null,null,null,null,null,null,null,3,{"$f":"$G81*EX81","v":0},null,2,{"$f":"$G81*FA81","v":0},null,null,null,null,null,null,null,null,null,null,3,{"$f":"$G81*FM81","v":0},null,null,null,null,null,null,null,null,null,null,null,null,null,null,null,null,null,null,null,null,null,null,null,null,null,null,null,null,null,null,null,null,null,null,null,null,null,null,null,null,null,null,null,null,null,null,null,null,null,null,null,null,null,null,null,null,null,null,null,null,null,null,null,null,null,null,null,null,null,null,null,null,null,null,null,null,null,null,null,null,null,null,null,null,null,null,null,null,null,null,null,null,null,null,null,null,null,null,null,null,null,null,null,null,null,null,null,null,null,null,null,null,null,null,null,null,null,null,null,null,null,null,null,null,null,null,null,null,null,null,null,null,null,null,null,null,null,null,null,null,null,null,null,null,null,null,null,null,null,null,null,null,null,null,null,null,null,null,null,null,null,null,null,null,null,null,null,null,null,null,null,null,null,null,null,null,null,null,null,null,null,null,null,null,null,null,null,null,null,null,null,null,null,null,null,null,null,null,null,null,null,null,null,null,null,null,null,null,null,null,null,null,null,null,null,null,null,null,null,null,null,null,null,null,null,null,null,null,null,null,null,null,null,null,null,null,null,null,null,null,null,null,null,null,null,null,null,null,null,null,null,null,null,null,null,null,null,null,null,null,null,null,null,null,null,null,null,null,null,null,null,null,null,null,null,null,null,null,null,null,null,null,null,null,null,null,null,null,null,null,null,null,null,null,null,null,null,null,null,null,null,null,null,null,null,null,null,null,null,null,null,null,null,null,null,null,null,null,null,null,null,null,null,null,null,null,null,null,null,null,null,null,null,null,null,null,null,null,null,null,null,null,null,null,null,null,null,null,null,null,null,null,null,null,null,null,null,null,null,null,null,null,null,null,null,null,null,null,null,null,2,{"$f":"$G81*TU81","v":0},null,3,{"$f":"$G81*TX81","v":0},null,2,{"$f":"$G81*UA81","v":0},null,4,{"$f":"$G81*UD81","v":0},null,2,{"$f":"$G81*UG81","v":0},null,null,{"$f":"$G81*UJ81","v":0}]
["4.1","P",1,"Unutrašnje podne keramičke pločice\nMin. dimenzije pločica: 200x300 mm","Floor tiles for inside\nMin. tile size: 200x300 mm","m2",{"$f":"CENA!G75","v":0},{"$f":"J84+M84+P84+S84+AQ84+CJ84+DK84+FD84+V84+Y84+AB84+AE84+AH84+AK84+AN84+AT84+AW84+AZ84+BC84+BF84+BI84+BL84+BO84+BR84+BU84+BX84+CA84+CD84+CG84+CM84+CP84+CS84+CV84+CY84+DB84+DE84+DH84+DN84+DQ84+DT84+DW84+DZ84+EC84+EF84+EI84+EL84+EO84+ER84+EU84+EX84+FA84+FG84+FJ84+FM84+FP84+FS84+FV84+FY84+GB84+GE84+GH84+GK84+GN84+GQ84+GT84+GW84+GZ84+HC84+HF84+HI84+HL84+HO84+HR84+HU84+HX84+IA84+ID84+IG84+IJ84+IM84+IP84+IS84+IV84+IY84+JB84+JE84+JH84+JK84+JN84+JQ84+JT84+JW84+JZ84+KC84+KF84+KI84+KL84+KO84+KR84+KU84+KX84+LA84+LD84+LG84+LJ84+LM84+LP84+LS84+LV84+LY84+MB84+ME84+MH84+MK84+MN84+MQ84+MT84+MW84+MZ84+NC84+NF84+NI84+NL84+NO84+NR84+NU84+NX84+OA84+OD84+OG84+OJ84+OM84+OP84+OS84+OV84+OY84+PB84+PE84+PH84+PK84+PN84+PQ84+PT84+PW84+PZ84+QC84+QF84+QI84+QL84+QO84+QR84+QU84+QX84+RA84+RD84+RG84+RJ84+RM84+RP84+RS84+RV84+RY84+SB84+SE84+SH84+SK84+SN84+SQ84+ST84+SW84+SZ84+TC84+TF84+TI84+TL84+TO84+TR84+TU84+TX84+UA84+UD84+UG84+UJ84+UM84+UP84+US84","v":453},{"$f":"G84*H84","v":0},null,null,null,null,null,null,null,null,null,null,null,null,8,{"$f":"$G84*V84","v":0},null,7,{"$f":"$G84*Y84","v":0},null,18,{"$f":"$G84*AB84","v":0},null,11,{"$f":"$G84*AE84","v":0},null,15,{"$f":"$G84*AH84","v":0},null,22,{"$f":"$G84*AK84","v":0},null,null,{"$f":"$G84*AN84","v":0},null,8,{"$f":"$G84*AQ84","v":0},null,8,{"$f":"$G84*AT84","v":0},null,24,{"$f":"$G84*AW84","v":0},null,null,{"$f":"$G84*AZ84","v":0},null,14,{"$f":"$G84*BC84","v":0},null,9,{"$f":"$G84*BF84","v":0},null,32,{"$f":"$G84*BI84","v":0},null,10,{"$f":"$G84*BL84","v":0},null,14,{"$f":"$G84*BO84","v":0},null,8,{"$f":"$G84*BR84","v":0},null,33,{"$f":"$G84*BU84","v":0},null,15,{"$f":"$G84*BX84","v":0},null,null,{"$f":"$G84*CA84","v":0},null,27,{"$f":"$G84*CD84","v":0},null,36,{"$f":"$G84*CG84","v":0},null,null,{"$f":"$G84*CJ84","v":0},null,null,{"$f":"$G84*CM84","v":0},null,null,null,null,null,null,null,null,null,null,null,null,null,null,null,null,null,null,null,null,null,null,null,null,null,null,null,null,null,null,null,null,null,null,null,null,null,null,null,null,null,null,null,null,null,null,null,null,null,null,null,null,null,null,null,null,null,null,null,null,null,9,{"$f":"$G84*EX84","v":0},null,23,{"$f":"$G84*FA84","v":0},null,null,null,null,null,null,null,null,null,null,22,{"$f":"$G84*FM84","v":0},null,null,null,null,null,null,null,null,null,null,null,null,null,null,null,null,null,null,null,null,null,null,null,null,null,null,null,null,null,null,null,null,null,null,null,null,null,null,null,null,null,null,null,null,null,null,null,null,null,null,null,null,null,null,null,null,null,null,null,null,null,null,null,null,null,null,null,null,null,null,null,null,null,null,null,null,null,null,null,null,null,null,null,null,null,null,null,null,null,null,null,null,null,null,null,null,null,null,null,null,null,null,null,null,null,null,null,null,null,null,null,null,null,null,null,null,null,null,null,null,null,null,null,null,null,null,null,null,null,null,null,null,null,null,null,null,null,null,null,null,null,null,null,null,null,null,null,null,null,null,null,null,null,null,null,null,null,null,null,null,null,null,null,null,null,null,null,null,null,null,null,null,null,null,null,null,null,null,null,null,null,null,null,null,null,null,null,null,null,null,null,null,null,null,null,null,null,null,null,null,null,null,null,null,null,null,null,null,null,null,null,null,null,null,null,null,null,null,null,null,null,null,null,null,null,null,null,null,null,null,null,null,null,null,null,null,null,null,null,null,null,null,null,null,null,null,null,null,null,null,null,null,null,null,null,null,null,null,null,null,null,null,null,null,null,null,null,null,null,null,null,null,null,null,null,null,null,null,null,null,null,null,null,null,null,null,null,null,null,null,null,null,null,null,null,null,null,null,null,null,null,null,null,null,null,null,null,null,null,null,null,null,null,null,null,null,null,null,null,null,null,null,null,null,null,null,null,null,null,null,null,null,null,null,null,null,null,null,null,null,null,null,null,null,null,null,null,null,null,null,null,null,null,null,null,null,null,null,null,null,null,null,null,null,null,null,null,null,null,null,14,{"$f":"$G84*TU84","v":0},null,12,{"$f":"$G84*TX84","v":0},null,18,{"$f":"$G84*UA84","v":0},null,20,{"$f":"$G84*UD84","v":0},null,8,{"$f":"$G84*UG84","v":0},null,8,{"$f":"$G84*UJ84","v":0}]
["4.5","P",5,"Laminat - jakopresovani (HLP)\nsa klik sistemom, dezen: hrast natur (prirodni)","Laminate (HLP)\nwith click system, design: oak natural (natural)","m2",{"$f":"CENA!G79","v":0},1134,0,null,null,null,null,null,null,null,null,null,null,null,null,null,0,null,null,0,null,58,0,null,42,0,null,16,0,null,18,0,null,null,0,null,132,0,null,38,0,null,36,0,null,null,0,null,18,0,null,70,0,null,46,0,null,38,0,null,48,0,null,46,0,null,30,0,null,48,0,null,50,0,null,20,0,null,42,0,null,32,0,null,40,0,null,null,null,null,null,null,null,null,null,null,null,null,null,null,null,null,null,null,null,null,null,null,null,null,null,null,null,null,null,null,null,null,null,null,null,null,null,null,null,null,null,null,null,null,null,null,null,null,null,null,null,null,null,null,null,null,null,null,null,null,null,24,0,null,50,0,null,null,null,null,null,null,null,null,null,null,36,0,null,null,null,null,null,null,null,null,null,null,null,null,null,null,null,null,null,null,null,null,null,null,null,null,null,null,null,null,null,null,null,null,null,null,null,null,null,null,null,null,null,null,null,null,null,null,null,null,null,null,null,null,null,null,null,null,null,null,null,null,null,null,null,null,null,null,null,null,null,null,null,null,null,null,null,null,null,null,null,null,null,null,null,null,null,null,null,null,null,null,null,null,null,null,null,null,null,null,null,null,null,null,null,null,null,null,null,null,null,null,null,null,null,null,null,null,null,null,null,null,null,null,null,null,null,null,null,null,null,null,null,null,null,null,null,null,null,null,null,null,null,null,null,null,null,null,null,null,null,null,null,null,null,null,null,null,null,null,null,null,null,null,null,null,null,null,null,null,null,null,null,null,null,null,null,null,null,null,null,null,null,null,null,null,null,null,null,null,null,null,null,null,null,null,null,null,null,null,null,null,null,null,null,null,null,null,null,null,null,null,null,null,null,null,null,null,null,null,null,null,null,null,null,null,null,null,null,null,null,null,null,null,null,null,null,null,null,null,null,null,null,null,null,null,null,null,null,null,null,null,null,null,null,null,null,null,null,null,null,null,null,null,null,null,null,null,null,null,null,null,null,null,null,null,null,null,null,null,null,null,null,null,null,null,null,null,null,null,null,null,null,null,null,null,null,null,null,null,null,null,null,null,null,null,null,null,null,null,null,null,null,null,null,null,null,null,null,null,null,null,null,null,null,null,null,null,null,null,null,null,null,null,null,null,null,null,null,null,null,null,null,null,null,null,null,null,null,null,null,null,null,null,null,null,null,null,null,null,null,null,null,null,null,null,null,null,null,null,null,null,26,0,null,24,0,null,14,0,null,42,0,null,22,0,null,28,0]
["4.8","P",8,"Cementni suvi estrih (cementna košuljica).\nPripremljeno cementno praškasto vezivo","Cement dry screed (cement screed)\nPrepared cement powder binder","kg",{"$f":"CENA!G82","v":0},64440,0,null,null,null,null,null,null,null,null,null,null,null,null,null,0,null,null,0,null,5800,0,null,null,0,null,1480,0,null,null,0,null,null,0,null,null,0,null,null,0,null,null,0,null,null,0,null,null,0,null,null,0,null,null,0,null,null,0,null,6000,0,null,5200,0,null,8000,0,null,4520,0,null,4760,0,null,null,0,null,7520,0,null,null,0,null,null,0,null,null,null,null,null,null,null,null,null,null,null,null,null,null,null,null,null,null,null,null,null,null,null,null,null,null,null,null,null,null,null,null,null,null,null,null,null,null,null,null,null,null,null,null,null,null,null,null,null,null,null,null,null,null,null,null,null,null,null,null,null,null,0,null,null,0,null,null,null,null,null,null,null,null,null,null,3560,0,null,null,null,null,null,null,null,null,null,null,null,null,null,null,null,null,null,null,null,null,null,null,null,null,null,null,null,null,null,null,null,null,null,null,null,null,null,null,null,null,null,null,null,null,null,null,null,null,null,null,null,null,null,null,null,null,null,null,null,null,null,null,null,null,null,null,null,null,null,null,null,null,null,null,null,null,null,null,null,null,null,null,null,null,null,null,null,null,null,null,null,null,null,null,null,null,null,null,null,null,null,null,null,null,null,null,null,null,null,null,null,null,null,null,null,null,null,null,null,null,null,null,null,null,null,null,null,null,null,null,null,null,null,null,null,null,null,null,null,null,null,null,null,null,null,null,null,null,null,null,null,null,null,null,null,null,null,null,null,null,null,null,null,null,null,null,null,null,null,null,null,null,null,null,null,null,null,null,null,null,null,null,null,null,null,null,null,null,null,null,null,null,null,null,null,null,null,null,null,null,null,null,null,null,null,null,null,null,null,null,null,null,null,null,null,null,null,null,null,null,null,null,null,null,null,null,null,null,null,null,null,null,null,null,null,null,null,null,null,null,null,null,null,null,null,null,null,null,null,null,null,null,null,null,null,null,null,null,null,null,null,null,null,null,null,null,null,null,null,null,null,null,null,null,null,null,null,null,null,null,null,null,null,null,null,null,null,null,null,null,null,null,null,null,null,null,null,null,null,null,null,null,null,null,null,null,null,null,null,null,null,null,null,null,null,null,null,null,null,null,null,null,null,null,null,null,null,null,null,null,null,null,null,null,null,null,null,null,null,null,null,null,null,null,null,null,null,null,null,null,null,null,null,null,null,null,null,null,null,null,null,null,null,null,null,null,null,null,null,null,3800,0,null,3400,0,null,1800,0,null,4120,0,null,4480,0,null,null,0]
["4.10.1",null,"A","debljine d=2 cm","d=2 cm","m2",{"$f":"CENA!G85","v":0},{"$f":"J94+M94+P94+S94+AQ94+CJ94+DK94+FD94+V94+Y94+AB94+AE94+AH94+AK94+AN94+AT94+AW94+AZ94+BC94+BF94+BI94+BL94+BO94+BR94+BU94+BX94+CA94+CD94+CG94+CM94+CP94+CS94+CV94+CY94+DB94+DE94+DH94+DN94+DQ94+DT94+DW94+DZ94+EC94+EF94+EI94+EL94+EO94+ER94+EU94+EX94+FA94+FG94+FJ94+FM94+FP94+FS94+FV94+FY94+GB94+GE94+GH94+GK94+GN94+GQ94+GT94+GW94+GZ94+HC94+HF94+HI94+HL94+HO94+HR94+HU94+HX94+IA94+ID94+IG94+IJ94+IM94+IP94+IS94+IV94+IY94+JB94+JE94+JH94+JK94+JN94+JQ94+JT94+JW94+JZ94+KC94+KF94+KI94+KL94+KO94+KR94+KU94+KX94+LA94+LD94+LG94+LJ94+LM94+LP94+LS94+LV94+LY94+MB94+ME94+MH94+MK94+MN94+MQ94+MT94+MW94+MZ94+NC94+NF94+NI94+NL94+NO94+NR94+NU94+NX94+OA94+OD94+OG94+OJ94+OM94+OP94+OS94+OV94+OY94+PB94+PE94+PH94+PK94+PN94+PQ94+PT94+PW94+PZ94+QC94+QF94+QI94+QL94+QO94+QR94+QU94+QX94+RA94+RD94+RG94+RJ94+RM94+RP94+RS94+RV94+RY94+SB94+SE94+SH94+SK94+SN94+SQ94+ST94+SW94+SZ94+TC94+TF94+TI94+TL94+TO94+TR94+TU94+TX94+UA94+UD94+UG94+UJ94+UM94+UP94+US94","v":1005},{"$f":"G94*H94","v":0},null,null,null,null,null,null,null,null,null,null,null,null,null,{"$f":"$G94*V94","v":0},null,null,{"$f":"$G94*Y94","v":0},null,60,{"$f":"$G94*AB94","v":0},null,null,{"$f":"$G94*AE94","v":0},null,15,{"$f":"$G94*AH94","v":0},null,30,{"$f":"$G94*AK94","v":0},null,null,{"$f":"$G94*AN94","v":0},null,120,{"$f":"$G94*AQ94","v":0},null,null,{"$f":"$G94*AT94","v":0},null,45,{"$f":"$G94*AW94","v":0},null,null,{"$f":"$G94*AZ94","v":0},null,null,{"$f":"$G94*BC94","v":0},null,75,{"$f":"$G94*BF94","v":0},null,null,{"$f":"$G94*BI94","v":0},null,null,{"$f":"$G94*BL94","v":0},null,75,{"$f":"$G94*BO94","v":0},null,60,{"$f":"$G94*BR94","v":0},null,90,{"$f":"$G94*BU94","v":0},null,60,{"$f":"$G94*BX94","v":0},null,60,{"$f":"$G94*CA94","v":0},null,null,{"$f":"$G94*CD94","v":0},null,75,{"$f":"$G94*CG94","v":0},null,null,{"$f":"$G94*CJ94","v":0},null,null,{"$f":"$G94*CM94","v":0},null,null,null,null,null,null,null,null,null,null,null,null,null,null,null,null,null,null,null,null,null,null,null,null,null,null,null,null,null,null,null,null,null,null,null,null,null,null,null,null,null,null,null,null,null,null,null,null,null,null,null,null,null,null,null,null,null,null,null,null,null,null,{"$f":"$G94*EX94","v":0},null,null,{"$f":"$G94*FA94","v":0},null,null,null,null,null,null,null,null,null,null,45,{"$f":"$G94*FM94","v":0},null,null,null,null,null,null,null,null,null,null,null,null,null,null,null,null,null,null,null,null,null,null,null,null,null,null,null,null,null,null,null,null,null,null,null,null,null,null,null,null,null,null,null,null,null,null,null,null,null,null,null,null,null,null,null,null,null,null,null,null,null,null,null,null,null,null,null,null,null,null,null,null,null,null,null,null,null,null,null,null,null,null,null,null,null,null,null,null,null,null,null,null,null,null,null,null,null,null,null,null,null,null,null,null,null,null,null,null,null,null,null,null,null,null,null,null,null,null,null,null,null,null,null,null,null,null,null,null,null,null,null,null,null,null,null,null,null,null,null,null,null,null,null,null,null,null,null,null,null,null,null,null,null,null,null,null,null,null,null,null,null,null,null,null,null,null,null,null,null,null,null,null,null,null,null,null,null,null,null,null,null,null,null,null,null,null,null,null,null,null,null,null,null,null,null,null,null,null,null,null,null,null,null,null,null,null,null,null,null,null,null,null,null,null,null,null,null,null,null,null,null,null,null,null,null,null,null,null,null,null,null,null,null,null,null,null,null,null,null,null,null,null,null,null,null,null,null,null,null,null,null,null,null,null,null,null,null,null,null,null,null,null,null,null,null,null,null,null,null,null,null,null,null,null,null,null,null,null,null,null,null,null,null,null,null,null,null,null,null,null,null,null,null,null,null,null,null,null,null,null,null,null,null,null,null,null,null,null,null,null,null,null,null,null,null,null,null,null,null,null,null,null,null,null,null,null,null,null,null,null,null,null,null,null,null,null,null,null,null,null,null,null,null,null,null,null,null,null,null,null,null,null,null,null,null,null,null,null,null,null,null,null,null,null,null,null,null,null,null,null,45,{"$f":"$G94*TU94","v":0},null,30,{"$f":"$G94*TX94","v":0},null,30,{"$f":"$G94*UA94","v":0},null,45,{"$f":"$G94*UD94","v":0},null,45,{"$f":"$G94*UG94","v":0},null,null,{"$f":"$G94*UJ94","v":0}]
["5.1","F",1,"EPS za termoizolaciju fasadnih zidova\nploča od ekspandiranog polistirena ","Thermal insulation for facade walls (EPS)\nplates made of expanded polystyrene","/","/","/","/",null,null,null,null,null,null,null,null,null,null,null,null,"/","/",null,"/","/",null,"/","/",null,"/","/",null,"/","/",null,"/","/",null,"/","/",null,"/","/",null,"/","/",null,"/","/",null,"/","/",null,"/","/",null,"/","/",null,"/","/",null,"/","/",null,"/","/",null,"/","/",null,"/","/",null,"/","/",null,"/","/",null,"/","/",null,"/","/",null,"/","/",null,"/","/",null,null,null,null,null,null,null,null,null,null,null,null,null,null,null,null,null,null,null,null,null,null,null,null,null,null,null,null,null,null,null,null,null,null,null,null,null,null,null,null,null,null,null,null,null,null,null,null,null,null,null,null,null,null,null,null,null,null,null,null,null,"/","/",null,"/","/",null,null,null,null,null,null,null,null,null,null,"/","/",null,null,null,null,null,null,null,null,null,null,null,null,null,null,null,null,null,null,null,null,null,null,null,null,null,null,null,null,null,null,null,null,null,null,null,null,null,null,null,null,null,null,null,null,null,null,null,null,null,null,null,null,null,null,null,null,null,null,null,null,null,null,null,null,null,null,null,null,null,null,null,null,null,null,null,null,null,null,null,null,null,null,null,null,null,null,null,null,null,null,null,null,null,null,null,null,null,null,null,null,null,null,null,null,null,null,null,null,null,null,null,null,null,null,null,null,null,null,null,null,null,null,null,null,null,null,null,null,null,null,null,null,null,null,null,null,null,null,null,null,null,null,null,null,null,null,null,null,null,null,null,null,null,null,null,null,null,null,null,null,null,null,null,null,null,null,null,null,null,null,null,null,null,null,null,null,null,null,null,null,null,null,null,null,null,null,null,null,null,null,null,null,null,null,null,null,null,null,null,null,null,null,null,null,null,null,null,null,null,null,null,null,null,null,null,null,null,null,null,null,null,null,null,null,null,null,null,null,null,null,null,null,null,null,null,null,null,null,null,null,null,null,null,null,null,null,null,null,null,null,null,null,null,null,null,null,null,null,null,null,null,null,null,null,null,null,null,null,null,null,null,null,null,null,null,null,null,null,null,null,null,null,null,null,null,null,null,null,null,null,null,null,null,null,null,null,null,null,null,null,null,null,null,null,null,null,null,null,null,null,null,null,null,null,null,null,null,null,null,null,null,null,null,null,null,null,null,null,null,null,null,null,null,null,null,null,null,null,null,null,null,null,null,null,null,null,null,null,null,null,null,null,null,null,null,null,null,null,null,null,null,null,null,null,null,null,null,null,null,null,"/","/",null,"/","/",null,"/","/",null,"/","/",null,"/","/",null,"/","/"]
["5.1.3",null,"C","debljina d=12 cm","d=12 cm","m2",{"$f":"CENA!G92","v":0},0,0,null,null,null,null,null,null,null,null,null,null,null,null,null,0,null,null,0,null,null,0,null,null,0,null,null,0,null,null,0,null,null,0,null,null,0,null,null,0,null,null,0,null,null,0,null,null,0,null,null,0,null,null,0,null,null,0,null,null,0,null,null,0,null,null,0,null,0,0,null,null,0,null,null,0,null,null,0,null,null,0,null,null,0,null,null,null,null,null,null,null,null,null,null,null,null,null,null,null,null,null,null,null,null,null,null,null,null,null,null,null,null,null,null,null,null,null,null,null,null,null,null,null,null,null,null,null,null,null,null,null,null,null,null,null,null,null,null,null,null,null,null,null,null,null,null,0,null,null,0,null,null,null,null,null,null,null,null,null,null,null,0,null,null,null,null,null,null,null,null,null,null,null,null,null,null,null,null,null,null,null,null,null,null,null,null,null,null,null,null,null,null,null,null,null,null,null,null,null,null,null,null,null,null,null,null,null,null,null,null,null,null,null,null,null,null,null,null,null,null,null,null,null,null,null,null,null,null,null,null,null,null,null,null,null,null,null,null,null,null,null,null,null,null,null,null,null,null,null,null,null,null,null,null,null,null,null,null,null,null,null,null,null,null,null,null,null,null,null,null,null,null,null,null,null,null,null,null,null,null,null,null,null,null,null,null,null,null,null,null,null,null,null,null,null,null,null,null,null,null,null,null,null,null,null,null,null,null,null,null,null,null,null,null,null,null,null,null,null,null,null,null,null,null,null,null,null,null,null,null,null,null,null,null,null,null,null,null,null,null,null,null,null,null,null,null,null,null,null,null,null,null,null,null,null,null,null,null,null,null,null,null,null,null,null,null,null,null,null,null,null,null,null,null,null,null,null,null,null,null,null,null,null,null,null,null,null,null,null,null,null,null,null,null,null,null,null,null,null,null,null,null,null,null,null,null,null,null,null,null,null,null,null,null,null,null,null,null,null,null,null,null,null,null,null,null,null,null,null,null,null,null,null,null,null,null,null,null,null,null,null,null,null,null,null,null,null,null,null,null,null,null,null,null,null,null,null,null,null,null,null,null,null,null,null,null,null,null,null,null,null,null,null,null,null,null,null,null,null,null,null,null,null,null,null,null,null,null,null,null,null,null,null,null,null,null,null,null,null,null,null,null,null,null,null,null,null,null,null,null,null,null,null,null,null,null,null,null,null,null,null,null,null,null,null,null,null,null,null,null,null,null,null,0,null,null,0,null,null,0,null,null,0,null,null,0,null,null,0]
["5.3","F",3,"Armaturna (rabic) staklena mrežica.\nVisokokvalitetna alkalno postojana staklena mrežica","Reinforcing (rabic) fiberglass mesh\nHigh quality alkali resistant fiberglass mesh","m2",{"$f":"CENA!G95","v":0},5150,0,null,null,null,null,null,null,null,null,null,null,null,null,100,0,null,150,0,null,150,0,null,200,0,null,150,0,null,150,0,null,100,0,null,null,0,null,200,0,null,150,0,null,200,0,null,200,0,null,200,0,null,150,0,null,200,0,null,150,0,null,200,0,null,150,0,null,200,0,null,null,0,null,500,0,null,150,0,null,100,0,null,50,0,null,null,null,null,null,null,null,null,null,null,null,null,null,null,null,null,null,null,null,null,null,null,null,null,null,null,null,null,null,null,null,null,null,null,null,null,null,null,null,null,null,null,null,null,null,null,null,null,null,null,null,null,null,null,null,null,null,null,null,null,null,150,0,null,250,0,null,null,null,null,null,null,null,null,null,null,150,0,null,null,null,null,null,null,null,null,null,null,null,null,null,null,null,null,null,null,null,null,null,null,null,null,null,null,null,null,null,null,null,null,null,null,null,null,null,null,null,null,null,null,null,null,null,null,null,null,null,null,null,null,null,null,null,null,null,null,null,null,null,null,null,null,null,null,null,null,null,null,null,null,null,null,null,null,null,null,null,null,null,null,null,null,null,null,null,null,null,null,null,null,null,null,null,null,null,null,null,null,null,null,null,null,null,null,null,null,null,null,null,null,null,null,null,null,null,null,null,null,null,null,null,null,null,null,null,null,null,null,null,null,null,null,null,null,null,null,null,null,null,null,null,null,null,null,null,null,null,null,null,null,null,null,null,null,null,null,null,null,null,null,null,null,null,null,null,null,null,null,null,null,null,null,null,null,null,null,null,null,null,null,null,null,null,null,null,null,null,null,null,null,null,null,null,null,null,null,null,null,null,null,null,null,null,null,null,null,null,null,null,null,null,null,null,null,null,null,null,null,null,null,null,null,null,null,null,null,null,null,null,null,null,null,null,null,null,null,null,null,null,null,null,null,null,null,null,null,null,null,null,null,null,null,null,null,null,null,null,null,null,null,null,null,null,null,null,null,null,null,null,null,null,null,null,null,null,null,null,null,null,null,null,null,null,null,null,null,null,null,null,null,null,null,null,null,null,null,null,null,null,null,null,null,null,null,null,null,null,null,null,null,null,null,null,null,null,null,null,null,null,null,null,null,null,null,null,null,null,null,null,null,null,null,null,null,null,null,null,null,null,null,null,null,null,null,null,null,null,null,null,null,null,null,null,null,null,null,null,null,null,null,null,null,null,null,null,null,null,null,150,0,null,200,0,null,100,0,null,null,0,null,300,0,null,50,0]
["5.4","F",4,"Aktivni predpremaz pre nanošenja tankoslojnog fasadnog maltera.\npredpremaz za izjednačavanje upijanja - podloga","Active primer before applying the thin-layer plaster primer for the equalization of absorption surface","kg",{"$f":"CENA!G96","v":0},1275,0,null,null,null,null,null,null,null,null,null,null,null,null,25,0,null,50,0,null,50,0,null,50,0,null,50,0,null,25,0,null,25,0,null,50,0,null,50,0,null,50,0,null,50,0,null,50,0,null,50,0,null,25,0,null,50,0,null,25,0,null,50,0,null,50,0,null,50,0,null,null,0,null,50,0,null,50,0,null,25,0,null,null,0,null,null,null,null,null,null,null,null,null,null,null,null,null,null,null,null,null,null,null,null,null,null,null,null,null,null,null,null,null,null,null,null,null,null,null,null,null,null,null,null,null,null,null,null,null,null,null,null,null,null,null,null,null,null,null,null,null,null,null,null,null,50,0,null,50,0,null,null,null,null,null,null,null,null,null,null,25,0,null,null,null,null,null,null,null,null,null,null,null,null,null,null,null,null,null,null,null,null,null,null,null,null,null,null,null,null,null,null,null,null,null,null,null,null,null,null,null,null,null,null,null,null,null,null,null,null,null,null,null,null,null,null,null,null,null,null,null,null,null,null,null,null,null,null,null,null,null,null,null,null,null,null,null,null,null,null,null,null,null,null,null,null,null,null,null,null,null,null,null,null,null,null,null,null,null,null,null,null,null,null,null,null,null,null,null,null,null,null,null,null,null,null,null,null,null,null,null,null,null,null,null,null,null,null,null,null,null,null,null,null,null,null,null,null,null,null,null,null,null,null,null,null,null,null,null,null,null,null,null,null,null,null,null,null,null,null,null,null,null,null,null,null,null,null,null,null,null,null,null,null,null,null,null,null,null,null,null,null,null,null,null,null,null,null,null,null,null,null,null,null,null,null,null,null,null,null,null,null,null,null,null,null,null,null,null,null,null,null,null,null,null,null,null,null,null,null,null,null,null,null,null,null,null,null,null,null,null,null,null,null,null,null,null,null,null,null,null,null,null,null,null,null,null,null,null,null,null,null,null,null,null,null,null,null,null,null,null,null,null,null,null,null,null,null,null,null,null,null,null,null,null,null,null,null,null,null,null,null,null,null,null,null,null,null,null,null,null,null,null,null,null,null,null,null,null,null,null,null,null,null,null,null,null,null,null,null,null,null,null,null,null,null,null,null,null,null,null,null,null,null,null,null,null,null,null,null,null,null,null,null,null,null,null,null,null,null,null,null,null,null,null,null,null,null,null,null,null,null,null,null,null,null,null,null,null,null,null,null,null,null,null,null,null,null,null,null,null,null,25,0,null,50,0,null,25,0,null,null,0,null,50,0,null,50,0]
["5.5.2",null,"B","boja približna RAL 6005 -pastelno zelena","color similar to RAL 6005 pastel-green","kg",{"$f":"CENA!G99","v":0},0,0,null,null,null,null,null,null,null,null,null,null,null,null,null,{"$f":"$G108*V108","v":0},null,null,{"$f":"$G108*Y108","v":0},null,null,{"$f":"$G108*AB108","v":0},null,null,{"$f":"$G108*AE108","v":0},null,null,{"$f":"$G108*AH108","v":0},null,null,{"$f":"$G108*AK108","v":0},null,null,{"$f":"$G108*AN108","v":0},null,null,{"$f":"$G108*AQ108","v":0},null,null,{"$f":"$G108*AT108","v":0},null,null,{"$f":"$G108*AW108","v":0},null,null,0,null,null,{"$f":"$G108*BC108","v":0},null,null,0,null,null,{"$f":"$G108*BI108","v":0},null,null,{"$f":"$G108*BL108","v":0},null,null,{"$f":"$G108*BO108","v":0},null,null,{"$f":"$G108*BR108","v":0},null,null,{"$f":"$G108*BU108","v":0},null,0,{"$f":"$G108*BX108","v":0},null,null,{"$f":"$G108*CA108","v":0},null,null,{"$f":"$G108*CD108","v":0},null,null,{"$f":"$G108*CG108","v":0},null,null,0,null,null,0,null,null,null,null,null,null,null,null,null,null,null,null,null,null,null,null,null,null,null,null,null,null,null,null,null,null,null,null,null,null,null,null,null,null,null,null,null,null,null,null,null,null,null,null,null,null,null,null,null,null,null,null,null,null,null,null,null,null,null,null,null,null,{"$f":"$G108*EX108","v":0},null,null,{"$f":"$G108*FA108","v":0},null,null,null,null,null,null,null,null,null,null,null,{"$f":"$G108*FM108","v":0},null,null,null,null,null,null,null,null,null,null,null,null,null,null,null,null,null,null,null,null,null,null,null,null,null,null,null,null,null,null,null,null,null,null,null,null,null,null,null,null,null,null,null,null,null,null,null,null,null,null,null,null,null,null,null,null,null,null,null,null,null,null,null,null,null,null,null,null,null,null,null,null,null,null,null,null,null,null,null,null,null,null,null,null,null,null,null,null,null,null,null,null,null,null,null,null,null,null,null,null,null,null,null,null,null,null,null,null,null,null,null,null,null,null,null,null,null,null,null,null,null,null,null,null,null,null,null,null,null,null,null,null,null,null,null,null,null,null,null,null,null,null,null,null,null,null,null,null,null,null,null,null,null,null,null,null,null,null,null,null,null,null,null,null,null,null,null,null,null,null,null,null,null,null,null,null,null,null,null,null,null,null,null,null,null,null,null,null,null,null,null,null,null,null,null,null,null,null,null,null,null,null,null,null,null,null,null,null,null,null,null,null,null,null,null,null,null,null,null,null,null,null,null,null,null,null,null,null,null,null,null,null,null,null,null,null,null,null,null,null,null,null,null,null,null,null,null,null,null,null,null,null,null,null,null,null,null,null,null,null,null,null,null,null,null,null,null,null,null,null,null,null,null,null,null,null,null,null,null,null,null,null,null,null,null,null,null,null,null,null,null,null,null,null,null,null,null,null,null,null,null,null,null,null,null,null,null,null,null,null,null,null,null,null,null,null,null,null,null,null,null,null,null,null,null,null,null,null,null,null,null,null,null,null,null,null,null,null,null,null,null,null,null,null,null,null,null,null,null,null,null,null,null,null,null,null,null,null,null,null,null,null,null,null,null,null,null,null,null,null,null,0,null,null,{"$f":"$G108*TX108","v":0},null,null,{"$f":"$G108*UA108","v":0},null,null,{"$f":"$G108*UD108","v":0},null,null,{"$f":"$G108*UG108","v":0},null,null,{"$f":"$G108*UJ108","v":0}]
["6","H",null,"MATERIJAL ZA HIDRO IZOLACIJE","WATERPROOFING MATERIAL"]
["6.3","H",3,"Ter papir Bitumenska hidroizolaciona traka.","Ter paper Bituminous waterproofing tape.","m2",{"$f":"CENA!G107","v":0},0,0,null,null,null,null,null,null,null,null,null,null,null,null,null,{"$f":"$G116*V116","v":0},null,null,{"$f":"$G116*Y116","v":0},null,null,{"$f":"$G116*AB116","v":0},null,null,{"$f":"$G116*AE116","v":0},null,null,{"$f":"$G116*AH116","v":0},null,null,{"$f":"$G116*AK116","v":0},null,null,{"$f":"$G116*AN116","v":0},null,null,{"$f":"$G116*AQ116","v":0},null,null,{"$f":"$G116*AT116","v":0},null,null,{"$f":"$G116*AW116","v":0},null,null,0,null,null,{"$f":"$G116*BC116","v":0},null,null,{"$f":"$G116*BF116","v":0},null,null,{"$f":"$G116*BI116","v":0},null,null,{"$f":"$G116*BL116","v":0},null,null,{"$f":"$G116*BO116","v":0},null,null,{"$f":"$G116*BR116","v":0},null,null,{"$f":"$G116*BU116","v":0},null,0,{"$f":"$G116*BX116","v":0},null,null,{"$f":"$G116*CA116","v":0},null,null,{"$f":"$G116*CD116","v":0},null,null,{"$f":"$G116*CG116","v":0},null,null,0,null,null,0,null,null,null,null,null,null,null,null,null,null,null,null,null,null,null,null,null,null,null,null,null,null,null,null,null,null,null,null,null,null,null,null,null,null,null,null,null,null,null,null,null,null,null,null,null,null,null,null,null,null,null,null,null,null,null,null,null,null,null,null,null,null,{"$f":"$G116*EX116","v":0},null,null,{"$f":"$G116*FA116","v":0},null,null,null,null,null,null,null,null,null,null,null,{"$f":"$G116*FM116","v":0},null,null,null,null,null,null,null,null,null,null,null,null,null,null,null,null,null,null,null,null,null,null,null,null,null,null,null,null,null,null,null,null,null,null,null,null,null,null,null,null,null,null,null,null,null,null,null,null,null,null,null,null,null,null,null,null,null,null,null,null,null,null,null,null,null,null,null,null,null,null,null,null,null,null,null,null,null,null,null,null,null,null,null,null,null,null,null,null,null,null,null,null,null,null,null,null,null,null,null,null,null,null,null,null,null,null,null,null,null,null,null,null,null,null,null,null,null,null,null,null,null,null,null,null,null,null,null,null,null,null,null,null,null,null,null,null,null,null,null,null,null,null,null,null,null,null,null,null,null,null,null,null,null,null,null,null,null,null,null,null,null,null,null,null,null,null,null,null,null,null,null,null,null,null,null,null,null,null,null,null,null,null,null,null,null,null,null,null,null,null,null,null,null,null,null,null,null,null,null,null,null,null,null,null,null,null,null,null,null,null,null,null,null,null,null,null,null,null,null,null,null,null,null,null,null,null,null,null,null,null,null,null,null,null,null,null,null,null,null,null,null,null,null,null,null,null,null,null,null,null,null,null,null,null,null,null,null,null,null,null,null,null,null,null,null,null,null,null,null,null,null,null,null,null,null,null,null,null,null,null,null,null,null,null,null,null,null,null,null,null,null,null,null,null,null,null,null,null,null,null,null,null,null,null,null,null,null,null,null,null,null,null,null,null,null,null,null,null,null,null,null,null,null,null,null,null,null,null,null,null,null,null,null,null,null,null,null,null,null,null,null,null,null,null,null,null,null,null,null,null,null,null,null,null,null,null,null,null,null,null,null,null,null,null,null,null,null,null,null,null,null,{"$f":"$G116*TU116","v":0},null,null,{"$f":"$G116*TX116","v":0},null,null,{"$f":"$G116*UA116","v":0},null,null,{"$f":"$G116*UD116","v":0},null,null,{"$f":"$G116*UG116","v":0},null,null,{"$f":"$G116*UJ116","v":0}]
["7","S",null,"STOLARIJA","DOORS AND WINDOWS"]
["7.1.3",null,"C","DK 120x210 cm - Leva       90+30 cm","two wings 120x210 cm - Left        90+30 cm","kom/pcs",{"$f":"CENA!G114","v":0},9,0,null,null,null,null,null,null,null,null,null,null,null,null,null,{"$f":"$G123*V123","v":0},null,null,{"$f":"$G123*Y123","v":0},null,null,{"$f":"$G123*AB123","v":0},null,1,{"$f":"$G123*AE123","v":0},null,1,{"$f":"$G123*AH123","v":0},null,1,{"$f":"$G123*AK123","v":0},null,null,{"$f":"$G123*AN123","v":0},null,null,{"$f":"$G123*AQ123","v":0},null,null,{"$f":"$G123*AT123","v":0},null,1,{"$f":"$G123*AW123","v":0},null,null,0,null,1,{"$f":"$G123*BC123","v":0},null,null,0,null,1,{"$f":"$G123*BI123","v":0},null,null,{"$f":"$G123*BL123","v":0},null,1,{"$f":"$G123*BO123","v":0},null,null,{"$f":"$G123*BR123","v":0},null,null,{"$f":"$G123*BU123","v":0},null,0,{"$f":"$G123*BX123","v":0},null,null,{"$f":"$G123*CA123","v":0},null,null,{"$f":"$G123*CD123","v":0},null,null,{"$f":"$G123*CG123","v":0},null,null,0,null,null,0,null,null,null,null,null,null,null,null,null,null,null,null,null,null,null,null,null,null,null,null,null,null,null,null,null,null,null,null,null,null,null,null,null,null,null,null,null,null,null,null,null,null,null,null,null,null,null,null,null,null,null,null,null,null,null,null,null,null,null,null,null,null,{"$f":"$G123*EX123","v":0},null,null,{"$f":"$G123*FA123","v":0},null,null,null,null,null,null,null,null,null,null,null,{"$f":"$G123*FM123","v":0},null,null,null,null,null,null,null,null,null,null,null,null,null,null,null,null,null,null,null,null,null,null,null,null,null,null,null,null,null,null,null,null,null,null,null,null,null,null,null,null,null,null,null,null,null,null,null,null,null,null,null,null,null,null,null,null,null,null,null,null,null,null,null,null,null,null,null,null,null,null,null,null,null,null,null,null,null,null,null,null,null,null,null,null,null,null,null,null,null,null,null,null,null,null,null,null,null,null,null,null,null,null,null,null,null,null,null,null,null,null,null,null,null,null,null,null,null,null,null,null,null,null,null,null,null,null,null,null,null,null,null,null,null,null,null,null,null,null,null,null,null,null,null,null,null,null,null,null,null,null,null,null,null,null,null,null,null,null,null,null,null,null,null,null,null,null,null,null,null,null,null,null,null,null,null,null,null,null,null,null,null,null,null,null,null,null,null,null,null,null,null,null,null,null,null,null,null,null,null,null,null,null,null,null,null,null,null,null,null,null,null,null,null,null,null,null,null,null,null,null,null,null,null,null,null,null,null,null,null,null,null,null,null,null,null,null,null,null,null,null,null,null,null,null,null,null,null,null,null,null,null,null,null,null,null,null,null,null,null,null,null,null,null,null,null,null,null,null,null,null,null,null,null,null,null,null,null,null,null,null,null,null,null,null,null,null,null,null,null,null,null,null,null,null,null,null,null,null,null,null,null,null,null,null,null,null,null,null,null,null,null,null,null,null,null,null,null,null,null,null,null,null,null,null,null,null,null,null,null,null,null,null,null,null,null,null,null,null,null,null,null,null,null,null,null,null,null,null,null,null,null,null,null,null,null,null,null,null,null,null,null,null,null,null,null,null,null,null,null,null,1,0,null,null,{"$f":"$G123*TX123","v":0},null,null,{"$f":"$G123*UA123","v":0},null,null,{"$f":"$G123*UD123","v":0},null,null,{"$f":"$G123*UG123","v":0},null,1,{"$f":"$G123*UJ123","v":0}]
["7.2.1",null,"A","JK     60x60 cm ","one wing 60x60 cm ","kom/pcs",{"$f":"CENA!G117","v":0},{"$f":"J126+M126+P126+S126+AQ126+CJ126+DK126+FD126+V126+Y126+AB126+AE126+AH126+AK126+AN126+AT126+AW126+AZ126+BC126+BF126+BI126+BL126+BO126+BR126+BU126+BX126+CA126+CD126+CG126+CM126+CP126+CS126+CV126+CY126+DB126+DE126+DH126+DN126+DQ126+DT126+DW126+DZ126+EC126+EF126+EI126+EL126+EO126+ER126+EU126+EX126+FA126+FG126+FJ126+FM126+FP126+FS126+FV126+FY126+GB126+GE126+GH126+GK126+GN126+GQ126+GT126+GW126+GZ126+HC126+HF126+HI126+HL126+HO126+HR126+HU126+HX126+IA126+ID126+IG126+IJ126+IM126+IP126+IS126+IV126+IY126+JB126+JE126+JH126+JK126+JN126+JQ126+JT126+JW126+JZ126+KC126+KF126+KI126+KL126+KO126+KR126+KU126+KX126+LA126+LD126+LG126+LJ126+LM126+LP126+LS126+LV126+LY126+MB126+ME126+MH126+MK126+MN126+MQ126+MT126+MW126+MZ126+NC126+NF126+NI126+NL126+NO126+NR126+NU126+NX126+OA126+OD126+OG126+OJ126+OM126+OP126+OS126+OV126+OY126+PB126+PE126+PH126+PK126+PN126+PQ126+PT126+PW126+PZ126+QC126+QF126+QI126+QL126+QO126+QR126+QU126+QX126+RA126+RD126+RG126+RJ126+RM126+RP126+RS126+RV126+RY126+SB126+SE126+SH126+SK126+SN126+SQ126+ST126+SW126+SZ126+TC126+TF126+TI126+TL126+TO126+TR126+TU126+TX126+UA126+UD126+UG126+UJ126+UM126+UP126+US126","v":54},{"$f":"G126*H126","v":0},null,null,null,null,null,null,null,null,null,null,null,null,1,{"$f":"$G126*V126","v":0},null,2,{"$f":"$G126*Y126","v":0},null,null,{"$f":"$G126*AB126","v":0},null,2,{"$f":"$G126*AE126","v":0},null,4,{"$f":"$G126*AH126","v":0},null,5,{"$f":"$G126*AK126","v":0},null,1,{"$f":"$G126*AN126","v":0},null,null,{"$f":"$G126*AQ126","v":0},null,3,{"$f":"$G126*AT126","v":0},null,4,{"$f":"$G126*AW126","v":0},null,1,{"$f":"$G126*AZ126","v":0},null,2,{"$f":"$G126*BC126","v":0},null,null,{"$f":"$G126*BF126","v":0},null,2,{"$f":"$G126*BI126","v":0},null,null,{"$f":"$G126*BL126","v":0},null,4,{"$f":"$G126*BO126","v":0},null,1,{"$f":"$G126*BR126","v":0},null,null,{"$f":"$G126*BU126","v":0},null,2,{"$f":"$G126*BX126","v":0},null,3,{"$f":"$G126*CA126","v":0},null,null,{"$f":"$G126*CD126","v":0},null,null,{"$f":"$G126*CG126","v":0},null,null,{"$f":"$G126*CJ126","v":0},null,null,{"$f":"$G126*CM126","v":0},null,null,null,null,null,null,null,null,null,null,null,null,null,null,null,null,null,null,null,null,null,null,null,null,null,null,null,null,null,null,null,null,null,null,null,null,null,null,null,null,null,null,null,null,null,null,null,null,null,null,null,null,null,null,null,null,null,null,null,null,null,2,{"$f":"$G126*EX126","v":0},null,3,{"$f":"$G126*FA126","v":0},null,null,null,null,null,null,null,null,null,null,null,{"$f":"$G126*FM126","v":0},null,null,null,null,null,null,null,null,null,null,null,null,null,null,null,null,null,null,null,null,null,null,null,null,null,null,null,null,null,null,null,null,null,null,null,null,null,null,null,null,null,null,null,null,null,null,null,null,null,null,null,null,null,null,null,null,null,null,null,null,null,null,null,null,null,null,null,null,null,null,null,null,null,null,null,null,null,null,null,null,null,null,null,null,null,null,null,null,null,null,null,null,null,null,null,null,null,null,null,null,null,null,null,null,null,null,null,null,null,null,null,null,null,null,null,null,null,null,null,null,null,null,null,null,null,null,null,null,null,null,null,null,null,null,null,null,null,null,null,null,null,null,null,null,null,null,null,null,null,null,null,null,null,null,null,null,null,null,null,null,null,null,null,null,null,null,null,null,null,null,null,null,null,null,null,null,null,null,null,null,null,null,null,null,null,null,null,null,null,null,null,null,null,null,null,null,null,null,null,null,null,null,null,null,null,null,null,null,null,null,null,null,null,null,null,null,null,null,null,null,null,null,null,null,null,null,null,null,null,null,null,null,null,null,null,null,null,null,null,null,null,null,null,null,null,null,null,null,null,null,null,null,null,null,null,null,null,null,null,null,null,null,null,null,null,null,null,null,null,null,null,null,null,null,null,null,null,null,null,null,null,null,null,null,null,null,null,null,null,null,null,null,null,null,null,null,null,null,null,null,null,null,null,null,null,null,null,null,null,null,null,null,null,null,null,null,null,null,null,null,null,null,null,null,null,null,null,null,null,null,null,null,null,null,null,null,null,null,null,null,null,null,null,null,null,null,null,null,null,null,null,null,null,null,null,null,null,null,null,null,null,null,null,null,null,null,null,null,null,null,2,{"$f":"$G126*TU126","v":0},null,3,{"$f":"$G126*TX126","v":0},null,1,{"$f":"$G126*UA126","v":0},null,2,{"$f":"$G126*UD126","v":0},null,2,{"$f":"$G126*UG126","v":0},null,2,{"$f":"$G126*UJ126","v":0}]
["7.2.2",null,"B","JK     80x80 cm","one wing 80x80 cm","kom/pcs",{"$f":"CENA!G118","v":0},27,0,null,null,null,null,null,null,null,null,null,null,null,null,3,0,null,1,0,null,1,0,null,null,0,null,null,0,null,null,0,null,null,0,null,null,0,null,2,0,null,null,0,null,null,0,null,null,0,null,1,0,null,null,0,null,1,0,null,1,0,null,null,0,null,1,0,null,3,0,null,1,0,null,null,0,null,1,0,null,1,0,null,null,0,null,null,null,null,null,null,null,null,null,null,null,null,null,null,null,null,null,null,null,null,null,null,null,null,null,null,null,null,null,null,null,null,null,null,null,null,null,null,null,null,null,null,null,null,null,null,null,null,null,null,null,null,null,null,null,null,null,null,null,null,null,null,0,null,4,0,null,null,null,null,null,null,null,null,null,null,null,0,null,null,null,null,null,null,null,null,null,null,null,null,null,null,null,null,null,null,null,null,null,null,null,null,null,null,null,null,null,null,null,null,null,null,null,null,null,null,null,null,null,null,null,null,null,null,null,null,null,null,null,null,null,null,null,null,null,null,null,null,null,null,null,null,null,null,null,null,null,null,null,null,null,null,null,null,null,null,null,null,null,null,null,null,null,null,null,null,null,null,null,null,null,null,null,null,null,null,null,null,null,null,null,null,null,null,null,null,null,null,null,null,null,null,null,null,null,null,null,null,null,null,null,null,null,null,null,null,null,null,null,null,null,null,null,null,null,null,null,null,null,null,null,null,null,null,null,null,null,null,null,null,null,null,null,null,null,null,null,null,null,null,null,null,null,null,null,null,null,null,null,null,null,null,null,null,null,null,null,null,null,null,null,null,null,null,null,null,null,null,null,null,null,null,null,null,null,null,null,null,null,null,null,null,null,null,null,null,null,null,null,null,null,null,null,null,null,null,null,null,null,null,null,null,null,null,null,null,null,null,null,null,null,null,null,null,null,null,null,null,null,null,null,null,null,null,null,null,null,null,null,null,null,null,null,null,null,null,null,null,null,null,null,null,null,null,null,null,null,null,null,null,null,null,null,null,null,null,null,null,null,null,null,null,null,null,null,null,null,null,null,null,null,null,null,null,null,null,null,null,null,null,null,null,null,null,null,null,null,null,null,null,null,null,null,null,null,null,null,null,null,null,null,null,null,null,null,null,null,null,null,null,null,null,null,null,null,null,null,null,null,null,null,null,null,null,null,null,null,null,null,null,null,null,null,null,null,null,null,null,null,null,null,null,null,null,null,null,null,null,1,0,null,2,0,null,1,0,null,1,0,null,null,0,null,1,0]
["7.2.5",null,"E","JK  100x120 cm","one wing 100x120 cm","kom/pcs",{"$f":"CENA!G121","v":0},12,0,null,null,null,null,null,null,null,null,null,null,null,null,null,0,null,null,0,null,1,0,null,null,0,null,null,0,null,null,0,null,null,0,null,null,0,null,1,0,null,1,0,null,null,0,null,null,0,null,null,0,null,null,0,null,null,0,null,null,0,null,null,0,null,3,0,null,0,0,null,2,0,null,null,0,null,1,0,null,null,0,null,null,0,null,null,null,null,null,null,null,null,null,null,null,null,null,null,null,null,null,null,null,null,null,null,null,null,null,null,null,null,null,null,null,null,null,null,null,null,null,null,null,null,null,null,null,null,null,null,null,null,null,null,null,null,null,null,null,null,null,null,null,null,null,null,0,null,null,0,null,null,null,null,null,null,null,null,null,null,null,0,null,null,null,null,null,null,null,null,null,null,null,null,null,null,null,null,null,null,null,null,null,null,null,null,null,null,null,null,null,null,null,null,null,null,null,null,null,null,null,null,null,null,null,null,null,null,null,null,null,null,null,null,null,null,null,null,null,null,null,null,null,null,null,null,null,null,null,null,null,null,null,null,null,null,null,null,null,null,null,null,null,null,null,null,null,null,null,null,null,null,null,null,null,null,null,null,null,null,null,null,null,null,null,null,null,null,null,null,null,null,null,null,null,null,null,null,null,null,null,null,null,null,null,null,null,null,null,null,null,null,null,null,null,null,null,null,null,null,null,null,null,null,null,null,null,null,null,null,null,null,null,null,null,null,null,null,null,null,null,null,null,null,null,null,null,null,null,null,null,null,null,null,null,null,null,null,null,null,null,null,null,null,null,null,null,null,null,null,null,null,null,null,null,null,null,null,null,null,null,null,null,null,null,null,null,null,null,null,null,null,null,null,null,null,null,null,null,null,null,null,null,null,null,null,null,null,null,null,null,null,null,null,null,null,null,null,null,null,null,null,null,null,null,null,null,null,null,null,null,null,null,null,null,null,null,null,null,null,null,null,null,null,null,null,null,null,null,null,null,null,null,null,null,null,null,null,null,null,null,null,null,null,null,null,null,null,null,null,null,null,null,null,null,null,null,null,null,null,null,null,null,null,null,null,null,null,null,null,null,null,null,null,null,null,null,null,null,null,null,null,null,null,null,null,null,null,null,null,null,null,null,null,null,null,null,null,null,null,null,null,null,null,null,null,null,null,null,null,null,null,null,null,null,null,null,null,null,null,null,null,null,null,null,null,null,null,null,null,null,null,null,0,null,1,0,null,null,0,null,2,0,null,null,0,null,null,0]
["7.2.8",null,"H","DK  120x140 cm","two wings 120x140 cm","kom/pcs",{"$f":"CENA!G124","v":0},28,0,null,null,null,null,null,null,null,null,null,null,null,null,1,0,null,null,0,null,null,0,null,1,0,null,null,0,null,null,0,null,null,0,null,null,0,null,1,0,null,null,0,null,null,0,null,1,0,null,null,0,null,null,0,null,null,0,null,null,0,null,2,0,null,null,0,null,4,0,null,4,0,null,null,0,null,null,0,null,2,0,null,2,0,null,null,null,null,null,null,null,null,null,null,null,null,null,null,null,null,null,null,null,null,null,null,null,null,null,null,null,null,null,null,null,null,null,null,null,null,null,null,null,null,null,null,null,null,null,null,null,null,null,null,null,null,null,null,null,null,null,null,null,null,null,2,0,null,null,0,null,null,null,null,null,null,null,null,null,null,null,0,null,null,null,null,null,null,null,null,null,null,null,null,null,null,null,null,null,null,null,null,null,null,null,null,null,null,null,null,null,null,null,null,null,null,null,null,null,null,null,null,null,null,null,null,null,null,null,null,null,null,null,null,null,null,null,null,null,null,null,null,null,null,null,null,null,null,null,null,null,null,null,null,null,null,null,null,null,null,null,null,null,null,null,null,null,null,null,null,null,null,null,null,null,null,null,null,null,null,null,null,null,null,null,null,null,null,null,null,null,null,null,null,null,null,null,null,null,null,null,null,null,null,null,null,null,null,null,null,null,null,null,null,null,null,null,null,null,null,null,null,null,null,null,null,null,null,null,null,null,null,null,null,null,null,null,null,null,null,null,null,null,null,null,null,null,null,null,null,null,null,null,null,null,null,null,null,null,null,null,null,null,null,null,null,null,null,null,null,null,null,null,null,null,null,null,null,null,null,null,null,null,null,null,null,null,null,null,null,null,null,null,null,null,null,null,null,null,null,null,null,null,null,null,null,null,null,null,null,null,null,null,null,null,null,null,null,null,null,null,null,null,null,null,null,null,null,null,null,null,null,null,null,null,null,null,null,null,null,null,null,null,null,null,null,null,null,null,null,null,null,null,null,null,null,null,null,null,null,null,null,null,null,null,null,null,null,null,null,null,null,null,null,null,null,null,null,null,null,null,null,null,null,null,null,null,null,null,null,null,null,null,null,null,null,null,null,null,null,null,null,null,null,null,null,null,null,null,null,null,null,null,null,null,null,null,null,null,null,null,null,null,null,null,null,null,null,null,null,null,null,null,null,null,null,null,null,null,null,null,null,null,null,null,null,null,null,null,null,null,null,2,0,null,1,0,null,null,0,null,4,0,null,1,0,null,null,0]
["7.2.12",null,"L","DK  160x140 cm","two wings 160x140 cm","kom/pcs",{"$f":"CENA!G128","v":0},29,0,null,null,null,null,null,null,null,null,null,null,null,null,2,0,null,3,0,null,null,0,null,null,0,null,2,0,null,3,0,null,null,0,null,null,0,null,null,0,null,null,0,null,null,0,null,1,0,null,3,0,null,2,0,null,2,0,null,2,0,null,null,0,null,null,0,null,0,0,null,null,0,null,null,0,null,null,0,null,null,0,null,2,0,null,null,null,null,null,null,null,null,null,null,null,null,null,null,null,null,null,null,null,null,null,null,null,null,null,null,null,null,null,null,null,null,null,null,null,null,null,null,null,null,null,null,null,null,null,null,null,null,null,null,null,null,null,null,null,null,null,null,null,null,null,null,0,null,null,0,null,null,null,null,null,null,null,null,null,null,null,0,null,null,null,null,null,null,null,null,null,null,null,null,null,null,null,null,null,null,null,null,null,null,null,null,null,null,null,null,null,null,null,null,null,null,null,null,null,null,null,null,null,null,null,null,null,null,null,null,null,null,null,null,null,null,null,null,null,null,null,null,null,null,null,null,null,null,null,null,null,null,null,null,null,null,null,null,null,null,null,null,null,null,null,null,null,null,null,null,null,null,null,null,null,null,null,null,null,null,null,null,null,null,null,null,null,null,null,null,null,null,null,null,null,null,null,null,null,null,null,null,null,null,null,null,null,null,null,null,null,null,null,null,null,null,null,null,null,null,null,null,null,null,null,null,null,null,null,null,null,null,null,null,null,null,null,null,null,null,null,null,null,null,null,null,null,null,null,null,null,null,null,null,null,null,null,null,null,null,null,null,null,null,null,null,null,null,null,null,null,null,null,null,null,null,null,null,null,null,null,null,null,null,null,null,null,null,null,null,null,null,null,null,null,null,null,null,null,null,null,null,null,null,null,null,null,null,null,null,null,null,null,null,null,null,null,null,null,null,null,null,null,null,null,null,null,null,null,null,null,null,null,null,null,null,null,null,null,null,null,null,null,null,null,null,null,null,null,null,null,null,null,null,null,null,null,null,null,null,null,null,null,null,null,null,null,null,null,null,null,null,null,null,null,null,null,null,null,null,null,null,null,null,null,null,null,null,null,null,null,null,null,null,null,null,null,null,null,null,null,null,null,null,null,null,null,null,null,null,null,null,null,null,null,null,null,null,null,null,null,null,null,null,null,null,null,null,null,null,null,null,null,null,null,null,null,null,null,null,null,null,null,null,null,null,null,null,null,null,null,null,2,0,null,2,0,null,3,0,null,null,0,null,null,0,null,null,0]
["7.3.2",null,"B","dimenzije 78 x 98     (širinaxvisina)","78 x 98   (width x height)","kom/pcs",{"$f":"CENA!G131","v":0},1,0,null,null,null,null,null,null,null,null,null,null,null,null,null,{"$f":"$G140*V140","v":0},null,null,{"$f":"$G140*Y140","v":0},null,null,{"$f":"$G140*AB140","v":0},null,null,{"$f":"$G140*AE140","v":0},null,null,{"$f":"$G140*AH140","v":0},null,null,{"$f":"$G140*AK140","v":0},null,null,{"$f":"$G140*AN140","v":0},null,1,{"$f":"$G140*AQ140","v":0},null,null,{"$f":"$G140*AT140","v":0},null,null,{"$f":"$G140*AW140","v":0},null,null,0,null,null,{"$f":"$G140*BC140","v":0},null,null,0,null,null,{"$f":"$G140*BI140","v":0},null,null,{"$f":"$G140*BL140","v":0},null,null,{"$f":"$G140*BO140","v":0},null,null,{"$f":"$G140*BR140","v":0},null,null,{"$f":"$G140*BU140","v":0},null,0,{"$f":"$G140*BX140","v":0},null,null,{"$f":"$G140*CA140","v":0},null,null,{"$f":"$G140*CD140","v":0},null,null,{"$f":"$G140*CG140","v":0},null,null,0,null,null,0,null,null,null,null,null,null,null,null,null,null,null,null,null,null,null,null,null,null,null,null,null,null,null,null,null,null,null,null,null,null,null,null,null,null,null,null,null,null,null,null,null,null,null,null,null,null,null,null,null,null,null,null,null,null,null,null,null,null,null,null,null,null,{"$f":"$G140*EX140","v":0},null,null,{"$f":"$G140*FA140","v":0},null,null,null,null,null,null,null,null,null,null,null,{"$f":"$G140*FM140","v":0},null,null,null,null,null,null,null,null,null,null,null,null,null,null,null,null,null,null,null,null,null,null,null,null,null,null,null,null,null,null,null,null,null,null,null,null,null,null,null,null,null,null,null,null,null,null,null,null,null,null,null,null,null,null,null,null,null,null,null,null,null,null,null,null,null,null,null,null,null,null,null,null,null,null,null,null,null,null,null,null,null,null,null,null,null,null,null,null,null,null,null,null,null,null,null,null,null,null,null,null,null,null,null,null,null,null,null,null,null,null,null,null,null,null,null,null,null,null,null,null,null,null,null,null,null,null,null,null,null,null,null,null,null,null,null,null,null,null,null,null,null,null,null,null,null,null,null,null,null,null,null,null,null,null,null,null,null,null,null,null,null,null,null,null,null,null,null,null,null,null,null,null,null,null,null,null,null,null,null,null,null,null,null,null,null,null,null,null,null,null,null,null,null,null,null,null,null,null,null,null,null,null,null,null,null,null,null,null,null,null,null,null,null,null,null,null,null,null,null,null,null,null,null,null,null,null,null,null,null,null,null,null,null,null,null,null,null,null,null,null,null,null,null,null,null,null,null,null,null,null,null,null,null,null,null,null,null,null,null,null,null,null,null,null,null,null,null,null,null,null,null,null,null,null,null,null,null,null,null,null,null,null,null,null,null,null,null,null,null,null,null,null,null,null,null,null,null,null,null,null,null,null,null,null,null,null,null,null,null,null,null,null,null,null,null,null,null,null,null,null,null,null,null,null,null,null,null,null,null,null,null,null,null,null,null,null,null,null,null,null,null,null,null,null,null,null,null,null,null,null,null,null,null,null,null,null,null,null,null,null,null,null,null,null,null,null,null,null,null,null,null,0,null,null,{"$f":"$G140*TX140","v":0},null,null,{"$f":"$G140*UA140","v":0},null,null,{"$f":"$G140*UD140","v":0},null,null,{"$f":"$G140*UG140","v":0},null,null,{"$f":"$G140*UJ140","v":0}]
["7.4.1",null,"A","JK     90x210 cm   - Leva","one wing  90x210 cm - Left     ","kom/pcs",{"$f":"CENA!G134","v":0},{"$f":"J143+M143+P143+S143+AQ143+CJ143+DK143+FD143+V143+Y143+AB143+AE143+AH143+AK143+AN143+AT143+AW143+AZ143+BC143+BF143+BI143+BL143+BO143+BR143+BU143+BX143+CA143+CD143+CG143+CM143+CP143+CS143+CV143+CY143+DB143+DE143+DH143+DN143+DQ143+DT143+DW143+DZ143+EC143+EF143+EI143+EL143+EO143+ER143+EU143+EX143+FA143+FG143+FJ143+FM143+FP143+FS143+FV143+FY143+GB143+GE143+GH143+GK143+GN143+GQ143+GT143+GW143+GZ143+HC143+HF143+HI143+HL143+HO143+HR143+HU143+HX143+IA143+ID143+IG143+IJ143+IM143+IP143+IS143+IV143+IY143+JB143+JE143+JH143+JK143+JN143+JQ143+JT143+JW143+JZ143+KC143+KF143+KI143+KL143+KO143+KR143+KU143+KX143+LA143+LD143+LG143+LJ143+LM143+LP143+LS143+LV143+LY143+MB143+ME143+MH143+MK143+MN143+MQ143+MT143+MW143+MZ143+NC143+NF143+NI143+NL143+NO143+NR143+NU143+NX143+OA143+OD143+OG143+OJ143+OM143+OP143+OS143+OV143+OY143+PB143+PE143+PH143+PK143+PN143+PQ143+PT143+PW143+PZ143+QC143+QF143+QI143+QL143+QO143+QR143+QU143+QX143+RA143+RD143+RG143+RJ143+RM143+RP143+RS143+RV143+RY143+SB143+SE143+SH143+SK143+SN143+SQ143+ST143+SW143+SZ143+TC143+TF143+TI143+TL143+TO143+TR143+TU143+TX143+UA143+UD143+UG143+UJ143+UM143+UP143+US143","v":4},{"$f":"G143*H143","v":0},null,null,null,null,null,null,null,null,null,null,null,null,2,{"$f":"$G143*V143","v":0},null,null,{"$f":"$G143*Y143","v":0},null,null,{"$f":"$G143*AB143","v":0},null,null,{"$f":"$G143*AE143","v":0},null,null,{"$f":"$G143*AH143","v":0},null,null,{"$f":"$G143*AK143","v":0},null,null,{"$f":"$G143*AN143","v":0},null,1,{"$f":"$G143*AQ143","v":0},null,null,{"$f":"$G143*AT143","v":0},null,null,{"$f":"$G143*AW143","v":0},null,null,{"$f":"$G143*AZ143","v":0},null,null,{"$f":"$G143*BC143","v":0},null,null,{"$f":"$G143*BF143","v":0},null,null,{"$f":"$G143*BI143","v":0},null,null,{"$f":"$G143*BL143","v":0},null,null,{"$f":"$G143*BO143","v":0},null,null,{"$f":"$G143*BR143","v":0},null,null,{"$f":"$G143*BU143","v":0},null,0,{"$f":"$G143*BX143","v":0},null,null,{"$f":"$G143*CA143","v":0},null,null,{"$f":"$G143*CD143","v":0},null,null,{"$f":"$G143*CG143","v":0},null,null,{"$f":"$G143*CJ143","v":0},null,null,{"$f":"$G143*CM143","v":0},null,null,null,null,null,null,null,null,null,null,null,null,null,null,null,null,null,null,null,null,null,null,null,null,null,null,null,null,null,null,null,null,null,null,null,null,null,null,null,null,null,null,null,null,null,null,null,null,null,null,null,null,null,null,null,null,null,null,null,null,null,null,{"$f":"$G143*EX143","v":0},null,null,{"$f":"$G143*FA143","v":0},null,null,null,null,null,null,null,null,null,null,null,{"$f":"$G143*FM143","v":0},null,null,null,null,null,null,null,null,null,null,null,null,null,null,null,null,null,null,null,null,null,null,null,null,null,null,null,null,null,null,null,null,null,null,null,null,null,null,null,null,null,null,null,null,null,null,null,null,null,null,null,null,null,null,null,null,null,null,null,null,null,null,null,null,null,null,null,null,null,null,null,null,null,null,null,null,null,null,null,null,null,null,null,null,null,null,null,null,null,null,null,null,null,null,null,null,null,null,null,null,null,null,null,null,null,null,null,null,null,null,null,null,null,null,null,null,null,null,null,null,null,null,null,null,null,null,null,null,null,null,null,null,null,null,null,null,null,null,null,null,null,null,null,null,null,null,null,null,null,null,null,null,null,null,null,null,null,null,null,null,null,null,null,null,null,null,null,null,null,null,null,null,null,null,null,null,null,null,null,null,null,null,null,null,null,null,null,null,null,null,null,null,null,null,null,null,null,null,null,null,null,null,null,null,null,null,null,null,null,null,null,null,null,null,null,null,null,null,null,null,null,null,null,null,null,null,null,null,null,null,null,null,null,null,null,null,null,null,null,null,null,null,null,null,null,null,null,null,null,null,null,null,null,null,null,null,null,null,null,null,null,null,null,null,null,null,null,null,null,null,null,null,null,null,null,null,null,null,null,null,null,null,null,null,null,null,null,null,null,null,null,null,null,null,null,null,null,null,null,null,null,null,null,null,null,null,null,null,null,null,null,null,null,null,null,null,null,null,null,null,null,null,null,null,null,null,null,null,null,null,null,null,null,null,null,null,null,null,null,null,null,null,null,null,null,null,null,null,null,null,null,null,null,null,null,null,null,null,null,null,null,null,null,null,null,null,null,null,null,null,null,{"$f":"$G143*TU143","v":0},null,null,{"$f":"$G143*TX143","v":0},null,null,{"$f":"$G143*UA143","v":0},null,null,{"$f":"$G143*UD143","v":0},null,1,{"$f":"$G143*UG143","v":0},null,null,{"$f":"$G143*UJ143","v":0}]
["7.5.1",null,"A","70x205 cm - Leva  (dubina štoka 0-16 cm)","70x205 cm - Left     (depth door 0-16 cm)","kom/pcs",{"$f":"CENA!G138","v":0},8,{"$f":"G147*H147","v":0},null,null,null,null,null,null,null,null,null,null,null,null,null,{"$f":"$G147*V147","v":0},null,null,{"$f":"$G147*Y147","v":0},null,null,{"$f":"$G147*AB147","v":0},null,1,{"$f":"$G147*AE147","v":0},null,null,{"$f":"$G147*AH147","v":0},null,null,{"$f":"$G147*AK147","v":0},null,null,{"$f":"$G147*AN147","v":0},null,null,{"$f":"$G147*AQ147","v":0},null,null,{"$f":"$G147*AT147","v":0},null,null,{"$f":"$G147*AW147","v":0},null,null,{"$f":"$G147*AZ147","v":0},null,null,{"$f":"$G147*BC147","v":0},null,null,{"$f":"$G147*BF147","v":0},null,null,{"$f":"$G147*BI147","v":0},null,null,{"$f":"$G147*BL147","v":0},null,null,{"$f":"$G147*BO147","v":0},null,null,{"$f":"$G147*BR147","v":0},null,null,{"$f":"$G147*BU147","v":0},null,0,{"$f":"$G147*BX147","v":0},null,null,{"$f":"$G147*CA147","v":0},null,1,{"$f":"$G147*CD147","v":0},null,1,{"$f":"$G147*CG147","v":0},null,null,{"$f":"$G147*CJ147","v":0},null,1,{"$f":"$G147*CM147","v":0},null,null,null,null,null,null,null,null,null,null,null,null,null,null,null,null,null,null,null,null,null,null,null,null,null,null,null,null,null,null,null,null,null,null,null,null,null,null,null,null,null,null,null,null,null,null,null,null,null,null,null,null,null,null,null,null,null,null,null,null,null,null,{"$f":"$G147*EX147","v":0},null,null,{"$f":"$G147*FA147","v":0},null,null,null,null,null,null,null,null,null,null,1,{"$f":"$G147*FM147","v":0},null,null,null,null,null,null,null,null,null,null,null,null,null,null,null,null,null,null,null,null,null,null,null,null,null,null,null,null,null,null,null,null,null,null,null,null,null,null,null,null,null,null,null,null,null,null,null,null,null,null,null,null,null,null,null,null,null,null,null,null,null,null,null,null,null,null,null,null,null,null,null,null,null,null,null,null,null,null,null,null,null,null,null,null,null,null,null,null,null,null,null,null,null,null,null,null,null,null,null,null,null,null,null,null,null,null,null,null,null,null,null,null,null,null,null,null,null,null,null,null,null,null,null,null,null,null,null,null,null,null,null,null,null,null,null,null,null,null,null,null,null,null,null,null,null,null,null,null,null,null,null,null,null,null,null,null,null,null,null,null,null,null,null,null,null,null,null,null,null,null,null,null,null,null,null,null,null,null,null,null,null,null,null,null,null,null,null,null,null,null,null,null,null,null,null,null,null,null,null,null,null,null,null,null,null,null,null,null,null,null,null,null,null,null,null,null,null,null,null,null,null,null,null,null,null,null,null,null,null,null,null,null,null,null,null,null,null,null,null,null,null,null,null,null,null,null,null,null,null,null,null,null,null,null,null,null,null,null,null,null,null,null,null,null,null,null,null,null,null,null,null,null,null,null,null,null,null,null,null,null,null,null,null,null,null,null,null,null,null,null,null,null,null,null,null,null,null,null,null,null,null,null,null,null,null,null,null,null,null,null,null,null,null,null,null,null,null,null,null,null,null,null,null,null,null,null,null,null,null,null,null,null,null,null,null,null,null,null,null,null,null,null,null,null,null,null,null,null,null,null,null,null,null,null,null,null,null,null,null,null,null,null,null,null,null,null,null,null,null,null,1,{"$f":"$G147*TU147","v":0},null,null,{"$f":"$G147*TX147","v":0},null,1,{"$f":"$G147*UA147","v":0},null,null,{"$f":"$G147*UD147","v":0},null,1,{"$f":"$G147*UG147","v":0},null,null,{"$f":"$G147*UJ147","v":0}]
["7.5.4",null,"D","70x205 cm - Desna (dubina štoka 16-30 cm)","70x205 cm - Right   (depth door  16-30 cm)","kom/pcs",{"$f":"CENA!G141","v":0},1,0,null,null,null,null,null,null,null,null,null,null,null,null,null,0,null,null,0,null,null,0,null,null,0,null,null,0,null,null,0,null,null,0,null,null,0,null,null,0,null,null,0,null,null,0,null,null,0,null,null,0,null,null,0,null,1,0,null,null,0,null,null,0,null,null,0,null,0,0,null,null,0,null,null,0,null,null,0,null,null,0,null,null,0,null,null,null,null,null,null,null,null,null,null,null,null,null,null,null,null,null,null,null,null,null,null,null,null,null,null,null,null,null,null,null,null,null,null,null,null,null,null,null,null,null,null,null,null,null,null,null,null,null,null,null,null,null,null,null,null,null,null,null,null,null,null,0,null,null,0,null,null,null,null,null,null,null,null,null,null,null,0,null,null,null,null,null,null,null,null,null,null,null,null,null,null,null,null,null,null,null,null,null,null,null,null,null,null,null,null,null,null,null,null,null,null,null,null,null,null,null,null,null,null,null,null,null,null,null,null,null,null,null,null,null,null,null,null,null,null,null,null,null,null,null,null,null,null,null,null,null,null,null,null,null,null,null,null,null,null,null,null,null,null,null,null,null,null,null,null,null,null,null,null,null,null,null,null,null,null,null,null,null,null,null,null,null,null,null,null,null,null,null,null,null,null,null,null,null,null,null,null,null,null,null,null,null,null,null,null,null,null,null,null,null,null,null,null,null,null,null,null,null,null,null,null,null,null,null,null,null,null,null,null,null,null,null,null,null,null,null,null,null,null,null,null,null,null,null,null,null,null,null,null,null,null,null,null,null,null,null,null,null,null,null,null,null,null,null,null,null,null,null,null,null,null,null,null,null,null,null,null,null,null,null,null,null,null,null,null,null,null,null,null,null,null,null,null,null,null,null,null,null,null,null,null,null,null,null,null,null,null,null,null,null,null,null,null,null,null,null,null,null,null,null,null,null,null,null,null,null,null,null,null,null,null,null,null,null,null,null,null,null,null,null,null,null,null,null,null,null,null,null,null,null,null,null,null,null,null,null,null,null,null,null,null,null,null,null,null,null,null,null,null,null,null,null,null,null,null,null,null,null,null,null,null,null,null,null,null,null,null,null,null,null,null,null,null,null,null,null,null,null,null,null,null,null,null,null,null,null,null,null,null,null,null,null,null,null,null,null,null,null,null,null,null,null,null,null,null,null,null,null,null,null,null,null,null,null,null,null,null,null,null,null,null,null,null,null,null,null,null,null,0,null,null,0,null,null,0,null,null,0,null,null,0,null,null,0]
["7.5.5",null,"E","80x205 cm - Leva  (dubina štoka 0-16 cm)","80x205 cm - Left     (depth door 0-16 cm)","kom/pcs",{"$f":"CENA!G142","v":0},10,0,null,null,null,null,null,null,null,null,null,null,null,null,null,0,null,null,0,null,null,0,null,null,0,null,null,0,null,null,0,null,null,0,null,null,0,null,null,0,null,null,0,null,null,0,null,1,0,null,1,0,null,1,0,null,null,0,null,1,0,null,2,0,null,null,0,null,0,0,null,2,0,null,null,0,null,null,0,null,null,0,null,null,0,null,null,null,null,null,null,null,null,null,null,null,null,null,null,null,null,null,null,null,null,null,null,null,null,null,null,null,null,null,null,null,null,null,null,null,null,null,null,null,null,null,null,null,null,null,null,null,null,null,null,null,null,null,null,null,null,null,null,null,null,null,null,0,null,1,0,null,null,null,null,null,null,null,null,null,null,null,0,null,null,null,null,null,null,null,null,null,null,null,null,null,null,null,null,null,null,null,null,null,null,null,null,null,null,null,null,null,null,null,null,null,null,null,null,null,null,null,null,null,null,null,null,null,null,null,null,null,null,null,null,null,null,null,null,null,null,null,null,null,null,null,null,null,null,null,null,null,null,null,null,null,null,null,null,null,null,null,null,null,null,null,null,null,null,null,null,null,null,null,null,null,null,null,null,null,null,null,null,null,null,null,null,null,null,null,null,null,null,null,null,null,null,null,null,null,null,null,null,null,null,null,null,null,null,null,null,null,null,null,null,null,null,null,null,null,null,null,null,null,null,null,null,null,null,null,null,null,null,null,null,null,null,null,null,null,null,null,null,null,null,null,null,null,null,null,null,null,null,null,null,null,null,null,null,null,null,null,null,null,null,null,null,null,null,null,null,null,null,null,null,null,null,null,null,null,null,null,null,null,null,null,null,null,null,null,null,null,null,null,null,null,null,null,null,null,null,null,null,null,null,null,null,null,null,null,null,null,null,null,null,null,null,null,null,null,null,null,null,null,null,null,null,null,null,null,null,null,null,null,null,null,null,null,null,null,null,null,null,null,null,null,null,null,null,null,null,null,null,null,null,null,null,null,null,null,null,null,null,null,null,null,null,null,null,null,null,null,null,null,null,null,null,null,null,null,null,null,null,null,null,null,null,null,null,null,null,null,null,null,null,null,null,null,null,null,null,null,null,null,null,null,null,null,null,null,null,null,null,null,null,null,null,null,null,null,null,null,null,null,null,null,null,null,null,null,null,null,null,null,null,null,null,null,null,null,null,null,null,null,null,null,null,null,null,null,null,null,null,1,0,null,null,0,null,null,0,null,null,0,null,null,0,null,null,0]
["7.5.11",null,"K","90x205 cm - Desna (dubina štoka 0-16 cm)","90x205 cm - Right   (depth door  0-16 cm)","kom/pcs",{"$f":"CENA!G148","v":0},25,0,null,null,null,null,null,null,null,null,null,null,null,null,3,0,null,null,0,null,3,0,null,null,0,null,null,0,null,null,0,null,null,0,null,null,0,null,null,0,null,3,0,null,null,0,null,null,0,null,2,0,null,null,0,null,null,0,null,1,0,null,null,0,null,1,0,null,2,0,null,1,0,null,2,0,null,2,0,null,3,0,null,1,0,null,null,null,null,null,null,null,null,null,null,null,null,null,null,null,null,null,null,null,null,null,null,null,null,null,null,null,null,null,null,null,null,null,null,null,null,null,null,null,null,null,null,null,null,null,null,null,null,null,null,null,null,null,null,null,null,null,null,null,null,null,null,0,null,null,0,null,null,null,null,null,null,null,null,null,null,null,0,null,null,null,null,null,null,null,null,null,null,null,null,null,null,null,null,null,null,null,null,null,null,null,null,null,null,null,null,null,null,null,null,null,null,null,null,null,null,null,null,null,null,null,null,null,null,null,null,null,null,null,null,null,null,null,null,null,null,null,null,null,null,null,null,null,null,null,null,null,null,null,null,null,null,null,null,null,null,null,null,null,null,null,null,null,null,null,null,null,null,null,null,null,null,null,null,null,null,null,null,null,null,null,null,null,null,null,null,null,null,null,null,null,null,null,null,null,null,null,null,null,null,null,null,null,null,null,null,null,null,null,null,null,null,null,null,null,null,null,null,null,null,null,null,null,null,null,null,null,null,null,null,null,null,null,null,null,null,null,null,null,null,null,null,null,null,null,null,null,null,null,null,null,null,null,null,null,null,null,null,null,null,null,null,null,null,null,null,null,null,null,null,null,null,null,null,null,null,null,null,null,null,null,null,null,null,null,null,null,null,null,null,null,null,null,null,null,null,null,null,null,null,null,null,null,null,null,null,null,null,null,null,null,null,null,null,null,null,null,null,null,null,null,null,null,null,null,null,null,null,null,null,null,null,null,null,null,null,null,null,null,null,null,null,null,null,null,null,null,null,null,null,null,null,null,null,null,null,null,null,null,null,null,null,null,null,null,null,null,null,null,null,null,null,null,null,null,null,null,null,null,null,null,null,null,null,null,null,null,null,null,null,null,null,null,null,null,null,null,null,null,null,null,null,null,null,null,null,null,null,null,null,null,null,null,null,null,null,null,null,null,null,null,null,null,null,null,null,null,null,null,null,null,null,null,null,null,null,null,null,null,null,null,null,null,null,null,null,null,null,null,0,null,null,0,null,null,0,null,null,0,null,1,0,null,null,0]
["7.5.12",null,"L","90x205 cm - Desna (dubina štoka 16-30 cm)","90x205 cm - Right   (depth door  16-30 cm)","kom/pcs",{"$f":"CENA!G149","v":0},4,0,null,null,null,null,null,null,null,null,null,null,null,null,null,0,null,null,0,null,null,0,null,null,0,null,null,0,null,null,0,null,null,0,null,null,0,null,1,0,null,null,0,null,null,0,null,null,0,null,null,0,null,null,0,null,2,0,null,null,0,null,null,0,null,null,0,null,0,0,null,null,0,null,null,0,null,null,0,null,null,0,null,null,0,null,null,null,null,null,null,null,null,null,null,null,null,null,null,null,null,null,null,null,null,null,null,null,null,null,null,null,null,null,null,null,null,null,null,null,null,null,null,null,null,null,null,null,null,null,null,null,null,null,null,null,null,null,null,null,null,null,null,null,null,null,null,0,null,null,0,null,null,null,null,null,null,null,null,null,null,null,0,null,null,null,null,null,null,null,null,null,null,null,null,null,null,null,null,null,null,null,null,null,null,null,null,null,null,null,null,null,null,null,null,null,null,null,null,null,null,null,null,null,null,null,null,null,null,null,null,null,null,null,null,null,null,null,null,null,null,null,null,null,null,null,null,null,null,null,null,null,null,null,null,null,null,null,null,null,null,null,null,null,null,null,null,null,null,null,null,null,null,null,null,null,null,null,null,null,null,null,null,null,null,null,null,null,null,null,null,null,null,null,null,null,null,null,null,null,null,null,null,null,null,null,null,null,null,null,null,null,null,null,null,null,null,null,null,null,null,null,null,null,null,null,null,null,null,null,null,null,null,null,null,null,null,null,null,null,null,null,null,null,null,null,null,null,null,null,null,null,null,null,null,null,null,null,null,null,null,null,null,null,null,null,null,null,null,null,null,null,null,null,null,null,null,null,null,null,null,null,null,null,null,null,null,null,null,null,null,null,null,null,null,null,null,null,null,null,null,null,null,null,null,null,null,null,null,null,null,null,null,null,null,null,null,null,null,null,null,null,null,null,null,null,null,null,null,null,null,null,null,null,null,null,null,null,null,null,null,null,null,null,null,null,null,null,null,null,null,null,null,null,null,null,null,null,null,null,null,null,null,null,null,null,null,null,null,null,null,null,null,null,null,null,null,null,null,null,null,null,null,null,null,null,null,null,null,null,null,null,null,null,null,null,null,null,null,null,null,null,null,null,null,null,null,null,null,null,null,null,null,null,null,null,null,null,null,null,null,null,null,null,null,null,null,null,null,null,null,null,null,null,null,null,null,null,null,null,null,null,null,null,null,null,null,null,null,null,null,null,null,null,0,null,1,0,null,null,0,null,null,0,null,null,0,null,null,0]
[]
["9.1","V",1,"Vodovodne polietilenske cevi  PE 100 PN16\nza radni pritisak 16 bara (SDR 11)","Water supply polyethylene pipe PE 100 PN16\nthe working pressure of 16 bar (SDR 11)","/","/","/","/",null,null,null,null,null,null,null,null,null,null,null,null,"/","/",null,"/","/",null,"/","/",null,"/","/",null,"/","/",null,"/","/",null,"/","/",null,"/","/",null,"/","/",null,"/","/",null,"/","/",null,"/","/",null,"/","/",null,"/","/",null,"/","/",null,"/","/",null,"/","/",null,"/","/",null,"/","/",null,"/","/",null,"/","/",null,"/","/",null,"/","/",null,"/","/",null,null,null,null,null,null,null,null,null,null,null,null,null,null,null,null,null,null,null,null,null,null,null,null,null,null,null,null,null,null,null,null,null,null,null,null,null,null,null,null,null,null,null,null,null,null,null,null,null,null,null,null,null,null,null,null,null,null,null,null,null,"/","/",null,"/","/",null,null,null,null,null,null,null,null,null,null,"/","/",null,null,null,null,null,null,null,null,null,null,null,null,null,null,null,null,null,null,null,null,null,null,null,null,null,null,null,null,null,null,null,null,null,null,null,null,null,null,null,null,null,null,null,null,null,null,null,null,null,null,null,null,null,null,null,null,null,null,null,null,null,null,null,null,null,null,null,null,null,null,null,null,null,null,null,null,null,null,null,null,null,null,null,null,null,null,null,null,null,null,null,null,null,null,null,null,null,null,null,null,null,null,null,null,null,null,null,null,null,null,null,null,null,null,null,null,null,null,null,null,null,null,null,null,null,null,null,null,null,null,null,null,null,null,null,null,null,null,null,null,null,null,null,null,null,null,null,null,null,null,null,null,null,null,null,null,null,null,null,null,null,null,null,null,null,null,null,null,null,null,null,null,null,null,null,null,null,null,null,null,null,null,null,null,null,null,null,null,null,null,null,null,null,null,null,null,null,null,null,null,null,null,null,null,null,null,null,null,null,null,null,null,null,null,null,null,null,null,null,null,null,null,null,null,null,null,null,null,null,null,null,null,null,null,null,null,null,null,null,null,null,null,null,null,null,null,null,null,null,null,null,null,null,null,null,null,null,null,null,null,null,null,null,null,null,null,null,null,null,null,null,null,null,null,null,null,null,null,null,null,null,null,null,null,null,null,null,null,null,null,null,null,null,null,null,null,null,null,null,null,null,null,null,null,null,null,null,null,null,null,null,null,null,null,null,null,null,null,null,null,null,null,null,null,null,null,null,null,null,null,null,null,null,null,null,null,null,null,null,null,null,null,null,null,null,null,null,null,null,null,null,null,null,null,null,null,null,null,null,null,null,null,null,null,null,null,null,null,null,null,"/","/",null,"/","/",null,"/","/",null,"/","/",null,"/","/",null,"/","/"]
["9.1.3",null,"C","d40  (s min. 3,7)   -  5/4\"","d40  (s min. 3,7)   -  5/4\"","m1",{"$f":"CENA!G159","v":0},0,0,null,null,null,null,null,null,null,null,null,null,null,null,null,{"$f":"$G168*V168","v":0},null,null,{"$f":"$G168*Y168","v":0},null,null,{"$f":"$G168*AB168","v":0},null,null,{"$f":"$G168*AE168","v":0},null,null,{"$f":"$G168*AH168","v":0},null,null,{"$f":"$G168*AK168","v":0},null,null,{"$f":"$G168*AN168","v":0},null,null,{"$f":"$G168*AQ168","v":0},null,null,{"$f":"$G168*AT168","v":0},null,null,{"$f":"$G168*AW168","v":0},null,null,0,null,null,{"$f":"$G168*BC168","v":0},null,null,{"$f":"$G168*BF168","v":0},null,null,{"$f":"$G168*BI168","v":0},null,null,{"$f":"$G168*BL168","v":0},null,null,{"$f":"$G168*BO168","v":0},null,null,{"$f":"$G168*BR168","v":0},null,null,{"$f":"$G168*BU168","v":0},null,0,{"$f":"$G168*BX168","v":0},null,null,{"$f":"$G168*CA168","v":0},null,null,{"$f":"$G168*CD168","v":0},null,null,{"$f":"$G168*CG168","v":0},null,null,0,null,null,0,null,null,null,null,null,null,null,null,null,null,null,null,null,null,null,null,null,null,null,null,null,null,null,null,null,null,null,null,null,null,null,null,null,null,null,null,null,null,null,null,null,null,null,null,null,null,null,null,null,null,null,null,null,null,null,null,null,null,null,null,null,null,{"$f":"$G168*EX168","v":0},null,null,{"$f":"$G168*FA168","v":0},null,null,null,null,null,null,null,null,null,null,null,{"$f":"$G168*FM168","v":0},null,null,null,null,null,null,null,null,null,null,null,null,null,null,null,null,null,null,null,null,null,null,null,null,null,null,null,null,null,null,null,null,null,null,null,null,null,null,null,null,null,null,null,null,null,null,null,null,null,null,null,null,null,null,null,null,null,null,null,null,null,null,null,null,null,null,null,null,null,null,null,null,null,null,null,null,null,null,null,null,null,null,null,null,null,null,null,null,null,null,null,null,null,null,null,null,null,null,null,null,null,null,null,null,null,null,null,null,null,null,null,null,null,null,null,null,null,null,null,null,null,null,null,null,null,null,null,null,null,null,null,null,null,null,null,null,null,null,null,null,null,null,null,null,null,null,null,null,null,null,null,null,null,null,null,null,null,null,null,null,null,null,null,null,null,null,null,null,null,null,null,null,null,null,null,null,null,null,null,null,null,null,null,null,null,null,null,null,null,null,null,null,null,null,null,null,null,null,null,null,null,null,null,null,null,null,null,null,null,null,null,null,null,null,null,null,null,null,null,null,null,null,null,null,null,null,null,null,null,null,null,null,null,null,null,null,null,null,null,null,null,null,null,null,null,null,null,null,null,null,null,null,null,null,null,null,null,null,null,null,null,null,null,null,null,null,null,null,null,null,null,null,null,null,null,null,null,null,null,null,null,null,null,null,null,null,null,null,null,null,null,null,null,null,null,null,null,null,null,null,null,null,null,null,null,null,null,null,null,null,null,null,null,null,null,null,null,null,null,null,null,null,null,null,null,null,null,null,null,null,null,null,null,null,null,null,null,null,null,null,null,null,null,null,null,null,null,null,null,null,null,null,null,null,null,null,null,null,null,null,null,null,null,null,null,null,null,null,null,null,null,{"$f":"$G168*TU168","v":0},null,null,{"$f":"$G168*TX168","v":0},null,null,{"$f":"$G168*UA168","v":0},null,null,{"$f":"$G168*UD168","v":0},null,null,{"$f":"$G168*UG168","v":0},null,null,{"$f":"$G168*UJ168","v":0}]
["9.2.3",null,"D","d32  (s min.   5,4)    -     1\"","d32  (s min.   5,4)    -     1\"","m1",{"$f":"CENA!G163","v":0},264,0,null,null,null,null,null,null,null,null,null,null,null,null,12,{"$f":"$G172*V172","v":0},null,12,{"$f":"$G172*Y172","v":0},null,12,{"$f":"$G172*AB172","v":0},null,12,{"$f":"$G172*AE172","v":0},null,12,{"$f":"$G172*AH172","v":0},null,12,{"$f":"$G172*AK172","v":0},null,null,{"$f":"$G172*AN172","v":0},null,12,{"$f":"$G172*AQ172","v":0},null,null,{"$f":"$G172*AT172","v":0},null,12,{"$f":"$G172*AW172","v":0},null,null,0,null,null,{"$f":"$G172*BC172","v":0},null,12,{"$f":"$G172*BF172","v":0},null,12,{"$f":"$G172*BI172","v":0},null,12,{"$f":"$G172*BL172","v":0},null,12,{"$f":"$G172*BO172","v":0},null,12,{"$f":"$G172*BR172","v":0},null,null,{"$f":"$G172*BU172","v":0},null,0,{"$f":"$G172*BX172","v":0},null,null,{"$f":"$G172*CA172","v":0},null,null,{"$f":"$G172*CD172","v":0},null,null,{"$f":"$G172*CG172","v":0},null,null,0,null,12,0,null,null,null,null,null,null,null,null,null,null,null,null,null,null,null,null,null,null,null,null,null,null,null,null,null,null,null,null,null,null,null,null,null,null,null,null,null,null,null,null,null,null,null,null,null,null,null,null,null,null,null,null,null,null,null,null,null,null,null,null,null,12,{"$f":"$G172*EX172","v":0},null,12,{"$f":"$G172*FA172","v":0},null,null,null,null,null,null,null,null,null,null,12,{"$f":"$G172*FM172","v":0},null,null,null,null,null,null,null,null,null,null,null,null,null,null,null,null,null,null,null,null,null,null,null,null,null,null,null,null,null,null,null,null,null,null,null,null,null,null,null,null,null,null,null,null,null,null,null,null,null,null,null,null,null,null,null,null,null,null,null,null,null,null,null,null,null,null,null,null,null,null,null,null,null,null,null,null,null,null,null,null,null,null,null,null,null,null,null,null,null,null,null,null,null,null,null,null,null,null,null,null,null,null,null,null,null,null,null,null,null,null,null,null,null,null,null,null,null,null,null,null,null,null,null,null,null,null,null,null,null,null,null,null,null,null,null,null,null,null,null,null,null,null,null,null,null,null,null,null,null,null,null,null,null,null,null,null,null,null,null,null,null,null,null,null,null,null,null,null,null,null,null,null,null,null,null,null,null,null,null,null,null,null,null,null,null,null,null,null,null,null,null,null,null,null,null,null,null,null,null,null,null,null,null,null,null,null,null,null,null,null,null,null,null,null,null,null,null,null,null,null,null,null,null,null,null,null,null,null,null,null,null,null,null,null,null,null,null,null,null,null,null,null,null,null,null,null,null,null,null,null,null,null,null,null,null,null,null,null,null,null,null,null,null,null,null,null,null,null,null,null,null,null,null,null,null,null,null,null,null,null,null,null,null,null,null,null,null,null,null,null,null,null,null,null,null,null,null,null,null,null,null,null,null,null,null,null,null,null,null,null,null,null,null,null,null,null,null,null,null,null,null,null,null,null,null,null,null,null,null,null,null,null,null,null,null,null,null,null,null,null,null,null,null,null,null,null,null,null,null,null,null,null,null,null,null,null,null,null,null,null,null,null,null,null,null,null,null,null,null,null,12,{"$f":"$G172*TU172","v":0},null,12,{"$f":"$G172*TX172","v":0},null,null,{"$f":"$G172*UA172","v":0},null,12,{"$f":"$G172*UD172","v":0},null,12,{"$f":"$G172*UG172","v":0},null,12,{"$f":"$G172*UJ172","v":0}]
["9.3.2",null,"B","horizontalni     1\"    ","Horizontal     1\"    ","kom/pcs",{"$f":"CENA!G166","v":0},0,0,null,null,null,null,null,null,null,null,null,null,null,null,null,{"$f":"$G175*V175","v":0},null,null,{"$f":"$G175*Y175","v":0},null,null,{"$f":"$G175*AB175","v":0},null,null,{"$f":"$G175*AE175","v":0},null,null,{"$f":"$G175*AH175","v":0},null,null,{"$f":"$G175*AK175","v":0},null,null,{"$f":"$G175*AN175","v":0},null,null,{"$f":"$G175*AQ175","v":0},null,null,{"$f":"$G175*AT175","v":0},null,null,{"$f":"$G175*AW175","v":0},null,null,0,null,null,{"$f":"$G175*BC175","v":0},null,null,{"$f":"$G175*BF175","v":0},null,null,{"$f":"$G175*BI175","v":0},null,null,{"$f":"$G175*BL175","v":0},null,null,{"$f":"$G175*BO175","v":0},null,null,{"$f":"$G175*BR175","v":0},null,null,{"$f":"$G175*BU175","v":0},null,0,{"$f":"$G175*BX175","v":0},null,null,{"$f":"$G175*CA175","v":0},null,null,{"$f":"$G175*CD175","v":0},null,null,{"$f":"$G175*CG175","v":0},null,null,0,null,null,0,null,null,null,null,null,null,null,null,null,null,null,null,null,null,null,null,null,null,null,null,null,null,null,null,null,null,null,null,null,null,null,null,null,null,null,null,null,null,null,null,null,null,null,null,null,null,null,null,null,null,null,null,null,null,null,null,null,null,null,null,null,null,{"$f":"$G175*EX175","v":0},null,null,{"$f":"$G175*FA175","v":0},null,null,null,null,null,null,null,null,null,null,null,{"$f":"$G175*FM175","v":0},null,null,null,null,null,null,null,null,null,null,null,null,null,null,null,null,null,null,null,null,null,null,null,null,null,null,null,null,null,null,null,null,null,null,null,null,null,null,null,null,null,null,null,null,null,null,null,null,null,null,null,null,null,null,null,null,null,null,null,null,null,null,null,null,null,null,null,null,null,null,null,null,null,null,null,null,null,null,null,null,null,null,null,null,null,null,null,null,null,null,null,null,null,null,null,null,null,null,null,null,null,null,null,null,null,null,null,null,null,null,null,null,null,null,null,null,null,null,null,null,null,null,null,null,null,null,null,null,null,null,null,null,null,null,null,null,null,null,null,null,null,null,null,null,null,null,null,null,null,null,null,null,null,null,null,null,null,null,null,null,null,null,null,null,null,null,null,null,null,null,null,null,null,null,null,null,null,null,null,null,null,null,null,null,null,null,null,null,null,null,null,null,null,null,null,null,null,null,null,null,null,null,null,null,null,null,null,null,null,null,null,null,null,null,null,null,null,null,null,null,null,null,null,null,null,null,null,null,null,null,null,null,null,null,null,null,null,null,null,null,null,null,null,null,null,null,null,null,null,null,null,null,null,null,null,null,null,null,null,null,null,null,null,null,null,null,null,null,null,null,null,null,null,null,null,null,null,null,null,null,null,null,null,null,null,null,null,null,null,null,null,null,null,null,null,null,null,null,null,null,null,null,null,null,null,null,null,null,null,null,null,null,null,null,null,null,null,null,null,null,null,null,null,null,null,null,null,null,null,null,null,null,null,null,null,null,null,null,null,null,null,null,null,null,null,null,null,null,null,null,null,null,null,null,null,null,null,null,null,null,null,null,null,null,null,null,null,null,null,null,null,{"$f":"$G175*TU175","v":0},null,null,{"$f":"$G175*TX175","v":0},null,null,{"$f":"$G175*UA175","v":0},null,null,{"$f":"$G175*UD175","v":0},null,null,{"$f":"$G175*UG175","v":0},null,null,{"$f":"$G175*UJ175","v":0}]
["9.3.3",null,"C","horizontalni 5/4\"","Horizontal 5/4\"","kom/pcs",{"$f":"CENA!G167","v":0},0,0,null,null,null,null,null,null,null,null,null,null,null,null,null,{"$f":"$G176*V176","v":0},null,null,{"$f":"$G176*Y176","v":0},null,null,{"$f":"$G176*AB176","v":0},null,null,{"$f":"$G176*AE176","v":0},null,null,{"$f":"$G176*AH176","v":0},null,null,{"$f":"$G176*AK176","v":0},null,null,{"$f":"$G176*AN176","v":0},null,null,{"$f":"$G176*AQ176","v":0},null,null,{"$f":"$G176*AT176","v":0},null,null,{"$f":"$G176*AW176","v":0},null,null,0,null,null,{"$f":"$G176*BC176","v":0},null,null,{"$f":"$G176*BF176","v":0},null,null,{"$f":"$G176*BI176","v":0},null,null,{"$f":"$G176*BL176","v":0},null,null,{"$f":"$G176*BO176","v":0},null,null,{"$f":"$G176*BR176","v":0},null,null,{"$f":"$G176*BU176","v":0},null,0,{"$f":"$G176*BX176","v":0},null,null,{"$f":"$G176*CA176","v":0},null,null,{"$f":"$G176*CD176","v":0},null,null,{"$f":"$G176*CG176","v":0},null,null,0,null,null,0,null,null,null,null,null,null,null,null,null,null,null,null,null,null,null,null,null,null,null,null,null,null,null,null,null,null,null,null,null,null,null,null,null,null,null,null,null,null,null,null,null,null,null,null,null,null,null,null,null,null,null,null,null,null,null,null,null,null,null,null,null,null,{"$f":"$G176*EX176","v":0},null,null,{"$f":"$G176*FA176","v":0},null,null,null,null,null,null,null,null,null,null,null,{"$f":"$G176*FM176","v":0},null,null,null,null,null,null,null,null,null,null,null,null,null,null,null,null,null,null,null,null,null,null,null,null,null,null,null,null,null,null,null,null,null,null,null,null,null,null,null,null,null,null,null,null,null,null,null,null,null,null,null,null,null,null,null,null,null,null,null,null,null,null,null,null,null,null,null,null,null,null,null,null,null,null,null,null,null,null,null,null,null,null,null,null,null,null,null,null,null,null,null,null,null,null,null,null,null,null,null,null,null,null,null,null,null,null,null,null,null,null,null,null,null,null,null,null,null,null,null,null,null,null,null,null,null,null,null,null,null,null,null,null,null,null,null,null,null,null,null,null,null,null,null,null,null,null,null,null,null,null,null,null,null,null,null,null,null,null,null,null,null,null,null,null,null,null,null,null,null,null,null,null,null,null,null,null,null,null,null,null,null,null,null,null,null,null,null,null,null,null,null,null,null,null,null,null,null,null,null,null,null,null,null,null,null,null,null,null,null,null,null,null,null,null,null,null,null,null,null,null,null,null,null,null,null,null,null,null,null,null,null,null,null,null,null,null,null,null,null,null,null,null,null,null,null,null,null,null,null,null,null,null,null,null,null,null,null,null,null,null,null,null,null,null,null,null,null,null,null,null,null,null,null,null,null,null,null,null,null,null,null,null,null,null,null,null,null,null,null,null,null,null,null,null,null,null,null,null,null,null,null,null,null,null,null,null,null,null,null,null,null,null,null,null,null,null,null,null,null,null,null,null,null,null,null,null,null,null,null,null,null,null,null,null,null,null,null,null,null,null,null,null,null,null,null,null,null,null,null,null,null,null,null,null,null,null,null,null,null,null,null,null,null,null,null,null,null,null,null,null,null,{"$f":"$G176*TU176","v":0},null,null,{"$f":"$G176*TX176","v":0},null,null,{"$f":"$G176*UA176","v":0},null,null,{"$f":"$G176*UD176","v":0},null,null,{"$f":"$G176*UG176","v":0},null,null,{"$f":"$G176*UJ176","v":0}]
["9.4.2",null,"B","d32  (s min. 3,0)   -       1\"","d32  (s min. 3,0)   -       1\"","kom/pcs",{"$f":"CENA!G170","v":0},0,0,null,null,null,null,null,null,null,null,null,null,null,null,null,{"$f":"$G179*V179","v":0},null,null,{"$f":"$G179*Y179","v":0},null,null,{"$f":"$G179*AB179","v":0},null,null,{"$f":"$G179*AE179","v":0},null,null,{"$f":"$G179*AH179","v":0},null,null,{"$f":"$G179*AK179","v":0},null,null,{"$f":"$G179*AN179","v":0},null,null,{"$f":"$G179*AQ179","v":0},null,null,{"$f":"$G179*AT179","v":0},null,null,{"$f":"$G179*AW179","v":0},null,null,0,null,null,{"$f":"$G179*BC179","v":0},null,null,{"$f":"$G179*BF179","v":0},null,null,{"$f":"$G179*BI179","v":0},null,null,{"$f":"$G179*BL179","v":0},null,null,{"$f":"$G179*BO179","v":0},null,null,{"$f":"$G179*BR179","v":0},null,null,{"$f":"$G179*BU179","v":0},null,0,{"$f":"$G179*BX179","v":0},null,null,{"$f":"$G179*CA179","v":0},null,null,{"$f":"$G179*CD179","v":0},null,null,{"$f":"$G179*CG179","v":0},null,null,0,null,null,0,null,null,null,null,null,null,null,null,null,null,null,null,null,null,null,null,null,null,null,null,null,null,null,null,null,null,null,null,null,null,null,null,null,null,null,null,null,null,null,null,null,null,null,null,null,null,null,null,null,null,null,null,null,null,null,null,null,null,null,null,null,null,{"$f":"$G179*EX179","v":0},null,null,{"$f":"$G179*FA179","v":0},null,null,null,null,null,null,null,null,null,null,null,{"$f":"$G179*FM179","v":0},null,null,null,null,null,null,null,null,null,null,null,null,null,null,null,null,null,null,null,null,null,null,null,null,null,null,null,null,null,null,null,null,null,null,null,null,null,null,null,null,null,null,null,null,null,null,null,null,null,null,null,null,null,null,null,null,null,null,null,null,null,null,null,null,null,null,null,null,null,null,null,null,null,null,null,null,null,null,null,null,null,null,null,null,null,null,null,null,null,null,null,null,null,null,null,null,null,null,null,null,null,null,null,null,null,null,null,null,null,null,null,null,null,null,null,null,null,null,null,null,null,null,null,null,null,null,null,null,null,null,null,null,null,null,null,null,null,null,null,null,null,null,null,null,null,null,null,null,null,null,null,null,null,null,null,null,null,null,null,null,null,null,null,null,null,null,null,null,null,null,null,null,null,null,null,null,null,null,null,null,null,null,null,null,null,null,null,null,null,null,null,null,null,null,null,null,null,null,null,null,null,null,null,null,null,null,null,null,null,null,null,null,null,null,null,null,null,null,null,null,null,null,null,null,null,null,null,null,null,null,null,null,null,null,null,null,null,null,null,null,null,null,null,null,null,null,null,null,null,null,null,null,null,null,null,null,null,null,null,null,null,null,null,null,null,null,null,null,null,null,null,null,null,null,null,null,null,null,null,null,null,null,null,null,null,null,null,null,null,null,null,null,null,null,null,null,null,null,null,null,null,null,null,null,null,null,null,null,null,null,null,null,null,null,null,null,null,null,null,null,null,null,null,null,null,null,null,null,null,null,null,null,null,null,null,null,null,null,null,null,null,null,null,null,null,null,null,null,null,null,null,null,null,null,null,null,null,null,null,null,null,null,null,null,null,null,null,null,null,null,null,{"$f":"$G179*TU179","v":0},null,null,{"$f":"$G179*TX179","v":0},null,null,{"$f":"$G179*UA179","v":0},null,null,{"$f":"$G179*UD179","v":0},null,null,{"$f":"$G179*UG179","v":0},null,null,{"$f":"$G179*UJ179","v":0}]
["9.5.2",null,"B","d25  (s min.   4,2)    - 3/4\"","d25  (s min.   4,2)    - 3/4\"","kom/pcs",{"$f":"CENA!G173","v":0},23,0,null,null,null,null,null,null,null,null,null,null,null,null,1,{"$f":"$G182*V182","v":0},null,1,{"$f":"$G182*Y182","v":0},null,1,{"$f":"$G182*AB182","v":0},null,null,{"$f":"$G182*AE182","v":0},null,1,{"$f":"$G182*AH182","v":0},null,1,{"$f":"$G182*AK182","v":0},null,null,{"$f":"$G182*AN182","v":0},null,1,{"$f":"$G182*AQ182","v":0},null,null,{"$f":"$G182*AT182","v":0},null,1,{"$f":"$G182*AW182","v":0},null,null,0,null,null,{"$f":"$G182*BC182","v":0},null,1,{"$f":"$G182*BF182","v":0},null,1,{"$f":"$G182*BI182","v":0},null,1,{"$f":"$G182*BL182","v":0},null,1,{"$f":"$G182*BO182","v":0},null,1,{"$f":"$G182*BR182","v":0},null,null,{"$f":"$G182*BU182","v":0},null,1,{"$f":"$G182*BX182","v":0},null,null,{"$f":"$G182*CA182","v":0},null,null,{"$f":"$G182*CD182","v":0},null,null,{"$f":"$G182*CG182","v":0},null,null,0,null,1,0,null,null,null,null,null,null,null,null,null,null,null,null,null,null,null,null,null,null,null,null,null,null,null,null,null,null,null,null,null,null,null,null,null,null,null,null,null,null,null,null,null,null,null,null,null,null,null,null,null,null,null,null,null,null,null,null,null,null,null,null,null,1,{"$f":"$G182*EX182","v":0},null,1,{"$f":"$G182*FA182","v":0},null,null,null,null,null,null,null,null,null,null,1,{"$f":"$G182*FM182","v":0},null,null,null,null,null,null,null,null,null,null,null,null,null,null,null,null,null,null,null,null,null,null,null,null,null,null,null,null,null,null,null,null,null,null,null,null,null,null,null,null,null,null,null,null,null,null,null,null,null,null,null,null,null,null,null,null,null,null,null,null,null,null,null,null,null,null,null,null,null,null,null,null,null,null,null,null,null,null,null,null,null,null,null,null,null,null,null,null,null,null,null,null,null,null,null,null,null,null,null,null,null,null,null,null,null,null,null,null,null,null,null,null,null,null,null,null,null,null,null,null,null,null,null,null,null,null,null,null,null,null,null,null,null,null,null,null,null,null,null,null,null,null,null,null,null,null,null,null,null,null,null,null,null,null,null,null,null,null,null,null,null,null,null,null,null,null,null,null,null,null,null,null,null,null,null,null,null,null,null,null,null,null,null,null,null,null,null,null,null,null,null,null,null,null,null,null,null,null,null,null,null,null,null,null,null,null,null,null,null,null,null,null,null,null,null,null,null,null,null,null,null,null,null,null,null,null,null,null,null,null,null,null,null,null,null,null,null,null,null,null,null,null,null,null,null,null,null,null,null,null,null,null,null,null,null,null,null,null,null,null,null,null,null,null,null,null,null,null,null,null,null,null,null,null,null,null,null,null,null,null,null,null,null,null,null,null,null,null,null,null,null,null,null,null,null,null,null,null,null,null,null,null,null,null,null,null,null,null,null,null,null,null,null,null,null,null,null,null,null,null,null,null,null,null,null,null,null,null,null,null,null,null,null,null,null,null,null,null,null,null,null,null,null,null,null,null,null,null,null,null,null,null,null,null,null,null,null,null,null,null,null,null,null,null,null,null,null,null,null,null,1,{"$f":"$G182*TU182","v":0},null,1,{"$f":"$G182*TX182","v":0},null,1,{"$f":"$G182*UA182","v":0},null,1,{"$f":"$G182*UD182","v":0},null,1,{"$f":"$G182*UG182","v":0},null,1,{"$f":"$G182*UJ182","v":0}]
["9.7","V",7,"Termička izolacija vodovodnih cevi  -tipa plamaflex ISO ili sl.","Thermal insulation of water pipes-type PLAMAFLEX ISO etc..","/","/","/","/",null,null,null,null,null,null,null,null,null,null,null,null,"/","/",null,"/","/",null,"/","/",null,"/","/",null,"/","/",null,"/","/",null,"/","/",null,"/","/",null,"/","/",null,"/","/",null,"/","/",null,"/","/",null,"/","/",null,"/","/",null,"/","/",null,"/","/",null,"/","/",null,"/","/",null,"/","/",null,"/","/",null,"/","/",null,"/","/",null,"/","/",null,"/","/",null,null,null,null,null,null,null,null,null,null,null,null,null,null,null,null,null,null,null,null,null,null,null,null,null,null,null,null,null,null,null,null,null,null,null,null,null,null,null,null,null,null,null,null,null,null,null,null,null,null,null,null,null,null,null,null,null,null,null,null,null,"/","/",null,"/","/",null,null,null,null,null,null,null,null,null,null,"/","/",null,null,null,null,null,null,null,null,null,null,null,null,null,null,null,null,null,null,null,null,null,null,null,null,null,null,null,null,null,null,null,null,null,null,null,null,null,null,null,null,null,null,null,null,null,null,null,null,null,null,null,null,null,null,null,null,null,null,null,null,null,null,null,null,null,null,null,null,null,null,null,null,null,null,null,null,null,null,null,null,null,null,null,null,null,null,null,null,null,null,null,null,null,null,null,null,null,null,null,null,null,null,null,null,null,null,null,null,null,null,null,null,null,null,null,null,null,null,null,null,null,null,null,null,null,null,null,null,null,null,null,null,null,null,null,null,null,null,null,null,null,null,null,null,null,null,null,null,null,null,null,null,null,null,null,null,null,null,null,null,null,null,null,null,null,null,null,null,null,null,null,null,null,null,null,null,null,null,null,null,null,null,null,null,null,null,null,null,null,null,null,null,null,null,null,null,null,null,null,null,null,null,null,null,null,null,null,null,null,null,null,null,null,null,null,null,null,null,null,null,null,null,null,null,null,null,null,null,null,null,null,null,null,null,null,null,null,null,null,null,null,null,null,null,null,null,null,null,null,null,null,null,null,null,null,null,null,null,null,null,null,null,null,null,null,null,null,null,null,null,null,null,null,null,null,null,null,null,null,null,null,null,null,null,null,null,null,null,null,null,null,null,null,null,null,null,null,null,null,null,null,null,null,null,null,null,null,null,null,null,null,null,null,null,null,null,null,null,null,null,null,null,null,null,null,null,null,null,null,null,null,null,null,null,null,null,null,null,null,null,null,null,null,null,null,null,null,null,null,null,null,null,null,null,null,null,null,null,null,null,null,null,null,null,null,null,null,null,null,null,"/","/",null,"/","/",null,"/","/",null,"/","/",null,"/","/",null,"/","/"]
["9.7.3",null,"D","d32   (35/9)-     1\"","d32   (35/9)-     1\"","m1",{"$f":"CENA!G180","v":0},2,0,null,null,null,null,null,null,null,null,null,null,null,null,null,{"$f":"$G189*V189","v":0},null,null,{"$f":"$G189*Y189","v":0},null,null,{"$f":"$G189*AB189","v":0},null,null,{"$f":"$G189*AE189","v":0},null,null,{"$f":"$G189*AH189","v":0},null,null,{"$f":"$G189*AK189","v":0},null,null,{"$f":"$G189*AN189","v":0},null,null,{"$f":"$G189*AQ189","v":0},null,null,{"$f":"$G189*AT189","v":0},null,null,{"$f":"$G189*AW189","v":0},null,null,0,null,null,{"$f":"$G189*BC189","v":0},null,2,{"$f":"$G189*BF189","v":0},null,null,{"$f":"$G189*BI189","v":0},null,null,{"$f":"$G189*BL189","v":0},null,null,{"$f":"$G189*BO189","v":0},null,null,{"$f":"$G189*BR189","v":0},null,null,{"$f":"$G189*BU189","v":0},null,0,{"$f":"$G189*BX189","v":0},null,null,{"$f":"$G189*CA189","v":0},null,null,{"$f":"$G189*CD189","v":0},null,null,{"$f":"$G189*CG189","v":0},null,null,0,null,null,0,null,null,null,null,null,null,null,null,null,null,null,null,null,null,null,null,null,null,null,null,null,null,null,null,null,null,null,null,null,null,null,null,null,null,null,null,null,null,null,null,null,null,null,null,null,null,null,null,null,null,null,null,null,null,null,null,null,null,null,null,null,null,{"$f":"$G189*EX189","v":0},null,null,{"$f":"$G189*FA189","v":0},null,null,null,null,null,null,null,null,null,null,null,{"$f":"$G189*FM189","v":0},null,null,null,null,null,null,null,null,null,null,null,null,null,null,null,null,null,null,null,null,null,null,null,null,null,null,null,null,null,null,null,null,null,null,null,null,null,null,null,null,null,null,null,null,null,null,null,null,null,null,null,null,null,null,null,null,null,null,null,null,null,null,null,null,null,null,null,null,null,null,null,null,null,null,null,null,null,null,null,null,null,null,null,null,null,null,null,null,null,null,null,null,null,null,null,null,null,null,null,null,null,null,null,null,null,null,null,null,null,null,null,null,null,null,null,null,null,null,null,null,null,null,null,null,null,null,null,null,null,null,null,null,null,null,null,null,null,null,null,null,null,null,null,null,null,null,null,null,null,null,null,null,null,null,null,null,null,null,null,null,null,null,null,null,null,null,null,null,null,null,null,null,null,null,null,null,null,null,null,null,null,null,null,null,null,null,null,null,null,null,null,null,null,null,null,null,null,null,null,null,null,null,null,null,null,null,null,null,null,null,null,null,null,null,null,null,null,null,null,null,null,null,null,null,null,null,null,null,null,null,null,null,null,null,null,null,null,null,null,null,null,null,null,null,null,null,null,null,null,null,null,null,null,null,null,null,null,null,null,null,null,null,null,null,null,null,null,null,null,null,null,null,null,null,null,null,null,null,null,null,null,null,null,null,null,null,null,null,null,null,null,null,null,null,null,null,null,null,null,null,null,null,null,null,null,null,null,null,null,null,null,null,null,null,null,null,null,null,null,null,null,null,null,null,null,null,null,null,null,null,null,null,null,null,null,null,null,null,null,null,null,null,null,null,null,null,null,null,null,null,null,null,null,null,null,null,null,null,null,null,null,null,null,null,null,null,null,null,null,null,null,{"$f":"$G189*TU189","v":0},null,null,{"$f":"$G189*TX189","v":0},null,null,{"$f":"$G189*UA189","v":0},null,null,{"$f":"$G189*UD189","v":0},null,null,{"$f":"$G189*UG189","v":0},null,null,{"$f":"$G189*UJ189","v":0}]
["9.8.2",null,"B","d160 (s min.   4,0)    dužina 6,0m","d160 (s min.   4,0)    length 6,0m","kom/pcs",{"$f":"CENA!G184","v":0},0,0,null,null,null,null,null,null,null,null,null,null,null,null,null,{"$f":"$G193*V193","v":0},null,null,{"$f":"$G193*Y193","v":0},null,null,{"$f":"$G193*AB193","v":0},null,null,{"$f":"$G193*AE193","v":0},null,null,{"$f":"$G193*AH193","v":0},null,null,{"$f":"$G193*AK193","v":0},null,null,{"$f":"$G193*AN193","v":0},null,null,{"$f":"$G193*AQ193","v":0},null,null,{"$f":"$G193*AT193","v":0},null,null,{"$f":"$G193*AW193","v":0},null,null,0,null,null,{"$f":"$G193*BC193","v":0},null,null,{"$f":"$G193*BF193","v":0},null,null,{"$f":"$G193*BI193","v":0},null,null,{"$f":"$G193*BL193","v":0},null,null,{"$f":"$G193*BO193","v":0},null,null,{"$f":"$G193*BR193","v":0},null,null,{"$f":"$G193*BU193","v":0},null,0,{"$f":"$G193*BX193","v":0},null,null,{"$f":"$G193*CA193","v":0},null,null,{"$f":"$G193*CD193","v":0},null,null,{"$f":"$G193*CG193","v":0},null,null,0,null,null,0,null,null,null,null,null,null,null,null,null,null,null,null,null,null,null,null,null,null,null,null,null,null,null,null,null,null,null,null,null,null,null,null,null,null,null,null,null,null,null,null,null,null,null,null,null,null,null,null,null,null,null,null,null,null,null,null,null,null,null,null,null,null,{"$f":"$G193*EX193","v":0},null,null,{"$f":"$G193*FA193","v":0},null,null,null,null,null,null,null,null,null,null,null,{"$f":"$G193*FM193","v":0},null,null,null,null,null,null,null,null,null,null,null,null,null,null,null,null,null,null,null,null,null,null,null,null,null,null,null,null,null,null,null,null,null,null,null,null,null,null,null,null,null,null,null,null,null,null,null,null,null,null,null,null,null,null,null,null,null,null,null,null,null,null,null,null,null,null,null,null,null,null,null,null,null,null,null,null,null,null,null,null,null,null,null,null,null,null,null,null,null,null,null,null,null,null,null,null,null,null,null,null,null,null,null,null,null,null,null,null,null,null,null,null,null,null,null,null,null,null,null,null,null,null,null,null,null,null,null,null,null,null,null,null,null,null,null,null,null,null,null,null,null,null,null,null,null,null,null,null,null,null,null,null,null,null,null,null,null,null,null,null,null,null,null,null,null,null,null,null,null,null,null,null,null,null,null,null,null,null,null,null,null,null,null,null,null,null,null,null,null,null,null,null,null,null,null,null,null,null,null,null,null,null,null,null,null,null,null,null,null,null,null,null,null,null,null,null,null,null,null,null,null,null,null,null,null,null,null,null,null,null,null,null,null,null,null,null,null,null,null,null,null,null,null,null,null,null,null,null,null,null,null,null,null,null,null,null,null,null,null,null,null,null,null,null,null,null,null,null,null,null,null,null,null,null,null,null,null,null,null,null,null,null,null,null,null,null,null,null,null,null,null,null,null,null,null,null,null,null,null,null,null,null,null,null,null,null,null,null,null,null,null,null,null,null,null,null,null,null,null,null,null,null,null,null,null,null,null,null,null,null,null,null,null,null,null,null,null,null,null,null,null,null,null,null,null,null,null,null,null,null,null,null,null,null,null,null,null,null,null,null,null,null,null,null,null,null,null,null,null,null,null,{"$f":"$G193*TU193","v":0},null,null,{"$f":"$G193*TX193","v":0},null,null,{"$f":"$G193*UA193","v":0},null,null,{"$f":"$G193*UD193","v":0},null,null,{"$f":"$G193*UG193","v":0},null,null,{"$f":"$G193*UJ193","v":0}]
["9.9.2",null,"B","d75     (s min.   1,9)    dužina 3,0m","d75     (s min.   1,9)    length 3,0m","kom/pcs",{"$f":"CENA!G187","v":0},88,0,null,null,null,null,null,null,null,null,null,null,null,null,4,{"$f":"$G196*V196","v":0},null,4,{"$f":"$G196*Y196","v":0},null,4,{"$f":"$G196*AB196","v":0},null,4,{"$f":"$G196*AE196","v":0},null,4,{"$f":"$G196*AH196","v":0},null,4,{"$f":"$G196*AK196","v":0},null,null,{"$f":"$G196*AN196","v":0},null,2,{"$f":"$G196*AQ196","v":0},null,null,{"$f":"$G196*AT196","v":0},null,4,{"$f":"$G196*AW196","v":0},null,null,0,null,null,{"$f":"$G196*BC196","v":0},null,4,{"$f":"$G196*BF196","v":0},null,4,{"$f":"$G196*BI196","v":0},null,4,{"$f":"$G196*BL196","v":0},null,4,{"$f":"$G196*BO196","v":0},null,4,{"$f":"$G196*BR196","v":0},null,null,{"$f":"$G196*BU196","v":0},null,4,{"$f":"$G196*BX196","v":0},null,null,{"$f":"$G196*CA196","v":0},null,null,{"$f":"$G196*CD196","v":0},null,null,{"$f":"$G196*CG196","v":0},null,null,0,null,4,0,null,null,null,null,null,null,null,null,null,null,null,null,null,null,null,null,null,null,null,null,null,null,null,null,null,null,null,null,null,null,null,null,null,null,null,null,null,null,null,null,null,null,null,null,null,null,null,null,null,null,null,null,null,null,null,null,null,null,null,null,null,2,{"$f":"$G196*EX196","v":0},null,4,{"$f":"$G196*FA196","v":0},null,null,null,null,null,null,null,null,null,null,4,{"$f":"$G196*FM196","v":0},null,null,null,null,null,null,null,null,null,null,null,null,null,null,null,null,null,null,null,null,null,null,null,null,null,null,null,null,null,null,null,null,null,null,null,null,null,null,null,null,null,null,null,null,null,null,null,null,null,null,null,null,null,null,null,null,null,null,null,null,null,null,null,null,null,null,null,null,null,null,null,null,null,null,null,null,null,null,null,null,null,null,null,null,null,null,null,null,null,null,null,null,null,null,null,null,null,null,null,null,null,null,null,null,null,null,null,null,null,null,null,null,null,null,null,null,null,null,null,null,null,null,null,null,null,null,null,null,null,null,null,null,null,null,null,null,null,null,null,null,null,null,null,null,null,null,null,null,null,null,null,null,null,null,null,null,null,null,null,null,null,null,null,null,null,null,null,null,null,null,null,null,null,null,null,null,null,null,null,null,null,null,null,null,null,null,null,null,null,null,null,null,null,null,null,null,null,null,null,null,null,null,null,null,null,null,null,null,null,null,null,null,null,null,null,null,null,null,null,null,null,null,null,null,null,null,null,null,null,null,null,null,null,null,null,null,null,null,null,null,null,null,null,null,null,null,null,null,null,null,null,null,null,null,null,null,null,null,null,null,null,null,null,null,null,null,null,null,null,null,null,null,null,null,null,null,null,null,null,null,null,null,null,null,null,null,null,null,null,null,null,null,null,null,null,null,null,null,null,null,null,null,null,null,null,null,null,null,null,null,null,null,null,null,null,null,null,null,null,null,null,null,null,null,null,null,null,null,null,null,null,null,null,null,null,null,null,null,null,null,null,null,null,null,null,null,null,null,null,null,null,null,null,null,null,null,null,null,null,null,null,null,null,null,null,null,null,null,null,null,4,{"$f":"$G196*TU196","v":0},null,2,{"$f":"$G196*TX196","v":0},null,4,{"$f":"$G196*UA196","v":0},null,4,{"$f":"$G196*UD196","v":0},null,2,{"$f":"$G196*UG196","v":0},null,4,{"$f":"$G196*UJ196","v":0}]
["9.11","V",11,"Zidni sifoni sa odvodnom mesinganom cevi d32 (mašina za pranje veša i sudova)","Wall siphon with drainage brass tubes d32 (washing machines, dishwashers)","kom/pcs",{"$f":"CENA!G190","v":0},31,0,null,null,null,null,null,null,null,null,null,null,null,null,1,{"$f":"$G199*V199","v":0},null,1,{"$f":"$G199*Y199","v":0},null,1,{"$f":"$G199*AB199","v":0},null,1,{"$f":"$G199*AE199","v":0},null,1,{"$f":"$G199*AH199","v":0},null,1,{"$f":"$G199*AK199","v":0},null,null,{"$f":"$G199*AN199","v":0},null,1,{"$f":"$G199*AQ199","v":0},null,null,{"$f":"$G199*AT199","v":0},null,1,{"$f":"$G199*AW199","v":0},null,null,0,null,null,{"$f":"$G199*BC199","v":0},null,1,{"$f":"$G199*BF199","v":0},null,1,{"$f":"$G199*BI199","v":0},null,1,{"$f":"$G199*BL199","v":0},null,2,{"$f":"$G199*BO199","v":0},null,2,{"$f":"$G199*BR199","v":0},null,2,{"$f":"$G199*BU199","v":0},null,2,{"$f":"$G199*BX199","v":0},null,null,{"$f":"$G199*CA199","v":0},null,null,{"$f":"$G199*CD199","v":0},null,2,{"$f":"$G199*CG199","v":0},null,null,0,null,1,0,null,null,null,null,null,null,null,null,null,null,null,null,null,null,null,null,null,null,null,null,null,null,null,null,null,null,null,null,null,null,null,null,null,null,null,null,null,null,null,null,null,null,null,null,null,null,null,null,null,null,null,null,null,null,null,null,null,null,null,null,null,1,{"$f":"$G199*EX199","v":0},null,1,{"$f":"$G199*FA199","v":0},null,null,null,null,null,null,null,null,null,null,1,{"$f":"$G199*FM199","v":0},null,null,null,null,null,null,null,null,null,null,null,null,null,null,null,null,null,null,null,null,null,null,null,null,null,null,null,null,null,null,null,null,null,null,null,null,null,null,null,null,null,null,null,null,null,null,null,null,null,null,null,null,null,null,null,null,null,null,null,null,null,null,null,null,null,null,null,null,null,null,null,null,null,null,null,null,null,null,null,null,null,null,null,null,null,null,null,null,null,null,null,null,null,null,null,null,null,null,null,null,null,null,null,null,null,null,null,null,null,null,null,null,null,null,null,null,null,null,null,null,null,null,null,null,null,null,null,null,null,null,null,null,null,null,null,null,null,null,null,null,null,null,null,null,null,null,null,null,null,null,null,null,null,null,null,null,null,null,null,null,null,null,null,null,null,null,null,null,null,null,null,null,null,null,null,null,null,null,null,null,null,null,null,null,null,null,null,null,null,null,null,null,null,null,null,null,null,null,null,null,null,null,null,null,null,null,null,null,null,null,null,null,null,null,null,null,null,null,null,null,null,null,null,null,null,null,null,null,null,null,null,null,null,null,null,null,null,null,null,null,null,null,null,null,null,null,null,null,null,null,null,null,null,null,null,null,null,null,null,null,null,null,null,null,null,null,null,null,null,null,null,null,null,null,null,null,null,null,null,null,null,null,null,null,null,null,null,null,null,null,null,null,null,null,null,null,null,null,null,null,null,null,null,null,null,null,null,null,null,null,null,null,null,null,null,null,null,null,null,null,null,null,null,null,null,null,null,null,null,null,null,null,null,null,null,null,null,null,null,null,null,null,null,null,null,null,null,null,null,null,null,null,null,null,null,null,null,null,null,null,null,null,null,null,null,null,null,null,null,null,1,{"$f":"$G199*TU199","v":0},null,1,{"$f":"$G199*TX199","v":0},null,1,{"$f":"$G199*UA199","v":0},null,1,{"$f":"$G199*UD199","v":0},null,1,{"$f":"$G199*UG199","v":0},null,1,{"$f":"$G199*UJ199","v":0}]
[null,null,null,"Oprema u kupatilu","BATHROOM EQUPIMENT",null,null,null,null,null,null,null,null,null,null,null,null,null,null,null,null,null,null,null,null,null,null,null,null,null,null,null,null,null,null,null,null,null,null,null,null,null,null,null,null,null,null,null,null,null,null,null,null,null,null,null,null,null,null,null,null,null,null,null,null,null,null,null,null,null,null,null,null,null,null,0]
["9.17","V",17,"Ogledalo sa etažerom (iznad umivaonika)\nčetvrtasto, min. dimenzija 80x60cm","Mirror with shelf above wash basin \nsquare, min. 80x60cm","kom/pcs",{"$f":"CENA!G197","v":0},26,0,null,null,null,null,null,null,null,null,null,null,null,null,1,0,null,1,0,null,1,0,null,1,0,null,1,0,null,1,0,null,null,0,null,1,0,null,null,0,null,1,0,null,null,0,null,null,0,null,1,0,null,1,0,null,1,0,null,1,0,null,1,0,null,1,0,null,1,0,null,null,0,null,null,0,null,1,0,null,null,0,null,1,0,null,null,null,null,null,null,null,null,null,null,null,null,null,null,null,null,null,null,null,null,null,null,null,null,null,null,null,null,null,null,null,null,null,null,null,null,null,null,null,null,null,null,null,null,null,null,null,null,null,null,null,null,null,null,null,null,null,null,null,null,null,1,0,null,1,0,null,null,null,null,null,null,null,null,null,null,1,0,null,null,null,null,null,null,null,null,null,null,null,null,null,null,null,null,null,null,null,null,null,null,null,null,null,null,null,null,null,null,null,null,null,null,null,null,null,null,null,null,null,null,null,null,null,null,null,null,null,null,null,null,null,null,null,null,null,null,null,null,null,null,null,null,null,null,null,null,null,null,null,null,null,null,null,null,null,null,null,null,null,null,null,null,null,null,null,null,null,null,null,null,null,null,null,null,null,null,null,null,null,null,null,null,null,null,null,null,null,null,null,null,null,null,null,null,null,null,null,null,null,null,null,null,null,null,null,null,null,null,null,null,null,null,null,null,null,null,null,null,null,null,null,null,null,null,null,null,null,null,null,null,null,null,null,null,null,null,null,null,null,null,null,null,null,null,null,null,null,null,null,null,null,null,null,null,null,null,null,null,null,null,null,null,null,null,null,null,null,null,null,null,null,null,null,null,null,null,null,null,null,null,null,null,null,null,null,null,null,null,null,null,null,null,null,null,null,null,null,null,null,null,null,null,null,null,null,null,null,null,null,null,null,null,null,null,null,null,null,null,null,null,null,null,null,null,null,null,null,null,null,null,null,null,null,null,null,null,null,null,null,null,null,null,null,null,null,null,null,null,null,null,null,null,null,null,null,null,null,null,null,null,null,null,null,null,null,null,null,null,null,null,null,null,null,null,null,null,null,null,null,null,null,null,null,null,null,null,null,null,null,null,null,null,null,null,null,null,null,null,null,null,null,null,null,null,null,null,null,null,null,null,null,null,null,null,null,null,null,null,null,null,null,null,null,null,null,null,null,null,null,null,null,null,null,null,null,null,null,null,null,null,null,null,null,null,null,null,null,null,1,0,null,1,0,null,1,0,null,1,0,null,1,0,null,1,0]
["9.18","V",18,"Baterije (slavine) \nhromirane baterije za hladnu i toplu vodu","Lever\nchrome lever for cold and hot water","/","/","/","/",null,null,null,null,null,null,null,null,null,null,null,null,"/","/",null,"/","/",null,"/","/",null,"/","/",null,"/","/",null,"/","/",null,"/","/",null,"/","/",null,"/","/",null,"/","/",null,"/","/",null,"/","/",null,"/","/",null,"/","/",null,"/","/",null,"/","/",null,"/","/",null,"/","/",null,"/","/",null,"/","/",null,"/","/",null,"/","/",null,"/","/",null,"/","/",null,null,null,null,null,null,null,null,null,null,null,null,null,null,null,null,null,null,null,null,null,null,null,null,null,null,null,null,null,null,null,null,null,null,null,null,null,null,null,null,null,null,null,null,null,null,null,null,null,null,null,null,null,null,null,null,null,null,null,null,null,"/","/",null,"/","/",null,null,null,null,null,null,null,null,null,null,"/","/",null,null,null,null,null,null,null,null,null,null,null,null,null,null,null,null,null,null,null,null,null,null,null,null,null,null,null,null,null,null,null,null,null,null,null,null,null,null,null,null,null,null,null,null,null,null,null,null,null,null,null,null,null,null,null,null,null,null,null,null,null,null,null,null,null,null,null,null,null,null,null,null,null,null,null,null,null,null,null,null,null,null,null,null,null,null,null,null,null,null,null,null,null,null,null,null,null,null,null,null,null,null,null,null,null,null,null,null,null,null,null,null,null,null,null,null,null,null,null,null,null,null,null,null,null,null,null,null,null,null,null,null,null,null,null,null,null,null,null,null,null,null,null,null,null,null,null,null,null,null,null,null,null,null,null,null,null,null,null,null,null,null,null,null,null,null,null,null,null,null,null,null,null,null,null,null,null,null,null,null,null,null,null,null,null,null,null,null,null,null,null,null,null,null,null,null,null,null,null,null,null,null,null,null,null,null,null,null,null,null,null,null,null,null,null,null,null,null,null,null,null,null,null,null,null,null,null,null,null,null,null,null,null,null,null,null,null,null,null,null,null,null,null,null,null,null,null,null,null,null,null,null,null,null,null,null,null,null,null,null,null,null,null,null,null,null,null,null,null,null,null,null,null,null,null,null,null,null,null,null,null,null,null,null,null,null,null,null,null,null,null,null,null,null,null,null,null,null,null,null,null,null,null,null,null,null,null,null,null,null,null,null,null,null,null,null,null,null,null,null,null,null,null,null,null,null,null,null,null,null,null,null,null,null,null,null,null,null,null,null,null,null,null,null,null,null,null,null,null,null,null,null,null,null,null,null,null,null,null,null,null,null,null,null,null,null,null,null,null,null,"/","/",null,"/","/",null,"/","/",null,"/","/",null,"/","/",null,"/","/"]
[null,null,null,"Oprema u kuhinji","KITCHEN EQUIPMENT",null,null,null,null,null,null,null,null,null,null,null,null,null,null,null,null,null,null,null,null,null,null,null,null,null,null,null,null,null,null,null,null,null,null,null,null,null,null,null,null,null,null,null,null,null,null,null,null,null,null,null,null,null,null,null,null,null,null,null,null,null,null,null,null,null,null,null,null,null,null,0]
["9.21","V",21,"Baterija za sudoperu jednoručna stojeća hromirana baterija za hladnu i toplu vodu ","Sink-standing single lever chrome mixer for hot and cold water","kom/pcs",{"$f":"CENA!G205","v":0},23,0,null,null,null,null,null,null,null,null,null,null,null,null,null,{"$f":"$G214*V214","v":0},null,null,{"$f":"$G214*Y214","v":0},null,1,{"$f":"$G214*AB214","v":0},null,1,{"$f":"$G214*AE214","v":0},null,1,{"$f":"$G214*AH214","v":0},null,1,{"$f":"$G214*AK214","v":0},null,null,{"$f":"$G214*AN214","v":0},null,null,{"$f":"$G214*AQ214","v":0},null,null,{"$f":"$G214*AT214","v":0},null,1,{"$f":"$G214*AW214","v":0},null,null,0,null,null,{"$f":"$G214*BC214","v":0},null,1,{"$f":"$G214*BF214","v":0},null,1,{"$f":"$G214*BI214","v":0},null,1,{"$f":"$G214*BL214","v":0},null,1,{"$f":"$G214*BO214","v":0},null,1,{"$f":"$G214*BR214","v":0},null,1,{"$f":"$G214*BU214","v":0},null,1,{"$f":"$G214*BX214","v":0},null,null,{"$f":"$G214*CA214","v":0},null,1,{"$f":"$G214*CD214","v":0},null,1,{"$f":"$G214*CG214","v":0},null,null,0,null,1,0,null,null,null,null,null,null,null,null,null,null,null,null,null,null,null,null,null,null,null,null,null,null,null,null,null,null,null,null,null,null,null,null,null,null,null,null,null,null,null,null,null,null,null,null,null,null,null,null,null,null,null,null,null,null,null,null,null,null,null,null,null,1,{"$f":"$G214*EX214","v":0},null,null,{"$f":"$G214*FA214","v":0},null,null,null,null,null,null,null,null,null,null,1,{"$f":"$G214*FM214","v":0},null,null,null,null,null,null,null,null,null,null,null,null,null,null,null,null,null,null,null,null,null,null,null,null,null,null,null,null,null,null,null,null,null,null,null,null,null,null,null,null,null,null,null,null,null,null,null,null,null,null,null,null,null,null,null,null,null,null,null,null,null,null,null,null,null,null,null,null,null,null,null,null,null,null,null,null,null,null,null,null,null,null,null,null,null,null,null,null,null,null,null,null,null,null,null,null,null,null,null,null,null,null,null,null,null,null,null,null,null,null,null,null,null,null,null,null,null,null,null,null,null,null,null,null,null,null,null,null,null,null,null,null,null,null,null,null,null,null,null,null,null,null,null,null,null,null,null,null,null,null,null,null,null,null,null,null,null,null,null,null,null,null,null,null,null,null,null,null,null,null,null,null,null,null,null,null,null,null,null,null,null,null,null,null,null,null,null,null,null,null,null,null,null,null,null,null,null,null,null,null,null,null,null,null,null,null,null,null,null,null,null,null,null,null,null,null,null,null,null,null,null,null,null,null,null,null,null,null,null,null,null,null,null,null,null,null,null,null,null,null,null,null,null,null,null,null,null,null,null,null,null,null,null,null,null,null,null,null,null,null,null,null,null,null,null,null,null,null,null,null,null,null,null,null,null,null,null,null,null,null,null,null,null,null,null,null,null,null,null,null,null,null,null,null,null,null,null,null,null,null,null,null,null,null,null,null,null,null,null,null,null,null,null,null,null,null,null,null,null,null,null,null,null,null,null,null,null,null,null,null,null,null,null,null,null,null,null,null,null,null,null,null,null,null,null,null,null,null,null,null,null,null,null,null,null,null,null,null,null,null,null,null,null,null,null,null,null,null,null,null,1,{"$f":"$G214*TU214","v":0},null,1,{"$f":"$G214*TX214","v":0},null,1,{"$f":"$G214*UA214","v":0},null,1,{"$f":"$G214*UD214","v":0},null,1,{"$f":"$G214*UG214","v":0},null,1,{"$f":"$G214*UJ214","v":0}]
["10.1","E",1,"Napojni kablovi","Power cables","/","/","/","/",null,null,null,null,null,null,null,null,null,null,null,null,"/","/",null,"/","/",null,"/","/",null,"/","/",null,"/","/",null,"/","/",null,"/","/",null,"/","/",null,"/","/",null,"/","/",null,"/","/",null,"/","/",null,"/","/",null,"/","/",null,"/","/",null,"/","/",null,"/","/",null,"/","/",null,"/","/",null,"/","/",null,"/","/",null,"/","/",null,"/","/",null,"/","/",null,null,null,null,null,null,null,null,null,null,null,null,null,null,null,null,null,null,null,null,null,null,null,null,null,null,null,null,null,null,null,null,null,null,null,null,null,null,null,null,null,null,null,null,null,null,null,null,null,null,null,null,null,null,null,null,null,null,null,null,null,"/","/",null,"/","/",null,null,null,null,null,null,null,null,null,null,"/","/",null,null,null,null,null,null,null,null,null,null,null,null,null,null,null,null,null,null,null,null,null,null,null,null,null,null,null,null,null,null,null,null,null,null,null,null,null,null,null,null,null,null,null,null,null,null,null,null,null,null,null,null,null,null,null,null,null,null,null,null,null,null,null,null,null,null,null,null,null,null,null,null,null,null,null,null,null,null,null,null,null,null,null,null,null,null,null,null,null,null,null,null,null,null,null,null,null,null,null,null,null,null,null,null,null,null,null,null,null,null,null,null,null,null,null,null,null,null,null,null,null,null,null,null,null,null,null,null,null,null,null,null,null,null,null,null,null,null,null,null,null,null,null,null,null,null,null,null,null,null,null,null,null,null,null,null,null,null,null,null,null,null,null,null,null,null,null,null,null,null,null,null,null,null,null,null,null,null,null,null,null,null,null,null,null,null,null,null,null,null,null,null,null,null,null,null,null,null,null,null,null,null,null,null,null,null,null,null,null,null,null,null,null,null,null,null,null,null,null,null,null,null,null,null,null,null,null,null,null,null,null,null,null,null,null,null,null,null,null,null,null,null,null,null,null,null,null,null,null,null,null,null,null,null,null,null,null,null,null,null,null,null,null,null,null,null,null,null,null,null,null,null,null,null,null,null,null,null,null,null,null,null,null,null,null,null,null,null,null,null,null,null,null,null,null,null,null,null,null,null,null,null,null,null,null,null,null,null,null,null,null,null,null,null,null,null,null,null,null,null,null,null,null,null,null,null,null,null,null,null,null,null,null,null,null,null,null,null,null,null,null,null,null,null,null,null,null,null,null,null,null,null,null,null,null,null,null,null,null,null,null,null,null,null,null,null,null,null,null,null,"/","/",null,"/","/",null,"/","/",null,"/","/",null,"/","/",null,"/","/"]
["10.1.3",null,"C","PP00-Y   5x10  mm2","PP00-Y   5x10  mm2","m",{"$f":"CENA!G212","v":0},0,0,null,null,null,null,null,null,null,null,null,null,null,null,null,{"$f":"$G221*V221","v":0},null,null,{"$f":"$G221*Y221","v":0},null,null,{"$f":"$G221*AB221","v":0},null,null,{"$f":"$G221*AE221","v":0},null,null,{"$f":"$G221*AH221","v":0},null,null,{"$f":"$G221*AK221","v":0},null,null,{"$f":"$G221*AN221","v":0},null,null,{"$f":"$G221*AQ221","v":0},null,null,{"$f":"$G221*AT221","v":0},null,null,{"$f":"$G221*AW221","v":0},null,null,0,null,null,{"$f":"$G221*BC221","v":0},null,null,0,null,null,{"$f":"$G221*BI221","v":0},null,null,{"$f":"$G221*BL221","v":0},null,null,{"$f":"$G221*BO221","v":0},null,null,{"$f":"$G221*BR221","v":0},null,null,{"$f":"$G221*BU221","v":0},null,0,{"$f":"$G221*BX221","v":0},null,null,{"$f":"$G221*CA221","v":0},null,null,{"$f":"$G221*CD221","v":0},null,null,{"$f":"$G221*CG221","v":0},null,null,0,null,null,0,null,null,null,null,null,null,null,null,null,null,null,null,null,null,null,null,null,null,null,null,null,null,null,null,null,null,null,null,null,null,null,null,null,null,null,null,null,null,null,null,null,null,null,null,null,null,null,null,null,null,null,null,null,null,null,null,null,null,null,null,null,null,{"$f":"$G221*EX221","v":0},null,null,{"$f":"$G221*FA221","v":0},null,null,null,null,null,null,null,null,null,null,null,{"$f":"$G221*FM221","v":0},null,null,null,null,null,null,null,null,null,null,null,null,null,null,null,null,null,null,null,null,null,null,null,null,null,null,null,null,null,null,null,null,null,null,null,null,null,null,null,null,null,null,null,null,null,null,null,null,null,null,null,null,null,null,null,null,null,null,null,null,null,null,null,null,null,null,null,null,null,null,null,null,null,null,null,null,null,null,null,null,null,null,null,null,null,null,null,null,null,null,null,null,null,null,null,null,null,null,null,null,null,null,null,null,null,null,null,null,null,null,null,null,null,null,null,null,null,null,null,null,null,null,null,null,null,null,null,null,null,null,null,null,null,null,null,null,null,null,null,null,null,null,null,null,null,null,null,null,null,null,null,null,null,null,null,null,null,null,null,null,null,null,null,null,null,null,null,null,null,null,null,null,null,null,null,null,null,null,null,null,null,null,null,null,null,null,null,null,null,null,null,null,null,null,null,null,null,null,null,null,null,null,null,null,null,null,null,null,null,null,null,null,null,null,null,null,null,null,null,null,null,null,null,null,null,null,null,null,null,null,null,null,null,null,null,null,null,null,null,null,null,null,null,null,null,null,null,null,null,null,null,null,null,null,null,null,null,null,null,null,null,null,null,null,null,null,null,null,null,null,null,null,null,null,null,null,null,null,null,null,null,null,null,null,null,null,null,null,null,null,null,null,null,null,null,null,null,null,null,null,null,null,null,null,null,null,null,null,null,null,null,null,null,null,null,null,null,null,null,null,null,null,null,null,null,null,null,null,null,null,null,null,null,null,null,null,null,null,null,null,null,null,null,null,null,null,null,null,null,null,null,null,null,null,null,null,null,null,null,null,null,null,null,null,null,null,null,null,null,null,null,0,null,null,{"$f":"$G221*TX221","v":0},null,null,{"$f":"$G221*UA221","v":0},null,null,{"$f":"$G221*UD221","v":0},null,null,{"$f":"$G221*UG221","v":0},null,null,{"$f":"$G221*UJ221","v":0}]
["10.2.2",null,"B","PP-Y       4x1,5  mm2","PP-Y       4x1,5  mm2","m",{"$f":"CENA!G215","v":0},100,0,null,null,null,null,null,null,null,null,null,null,null,null,null,{"$f":"$G224*V224","v":0},null,null,{"$f":"$G224*Y224","v":0},null,null,{"$f":"$G224*AB224","v":0},null,null,{"$f":"$G224*AE224","v":0},null,null,{"$f":"$G224*AH224","v":0},null,null,{"$f":"$G224*AK224","v":0},null,null,{"$f":"$G224*AN224","v":0},null,null,{"$f":"$G224*AQ224","v":0},null,null,{"$f":"$G224*AT224","v":0},null,null,{"$f":"$G224*AW224","v":0},null,null,0,null,null,{"$f":"$G224*BC224","v":0},null,null,0,null,null,{"$f":"$G224*BI224","v":0},null,null,{"$f":"$G224*BL224","v":0},null,null,{"$f":"$G224*BO224","v":0},null,null,{"$f":"$G224*BR224","v":0},null,null,{"$f":"$G224*BU224","v":0},null,0,{"$f":"$G224*BX224","v":0},null,null,{"$f":"$G224*CA224","v":0},null,null,{"$f":"$G224*CD224","v":0},null,100,{"$f":"$G224*CG224","v":0},null,null,0,null,null,0,null,null,null,null,null,null,null,null,null,null,null,null,null,null,null,null,null,null,null,null,null,null,null,null,null,null,null,null,null,null,null,null,null,null,null,null,null,null,null,null,null,null,null,null,null,null,null,null,null,null,null,null,null,null,null,null,null,null,null,null,null,null,{"$f":"$G224*EX224","v":0},null,null,{"$f":"$G224*FA224","v":0},null,null,null,null,null,null,null,null,null,null,null,{"$f":"$G224*FM224","v":0},null,null,null,null,null,null,null,null,null,null,null,null,null,null,null,null,null,null,null,null,null,null,null,null,null,null,null,null,null,null,null,null,null,null,null,null,null,null,null,null,null,null,null,null,null,null,null,null,null,null,null,null,null,null,null,null,null,null,null,null,null,null,null,null,null,null,null,null,null,null,null,null,null,null,null,null,null,null,null,null,null,null,null,null,null,null,null,null,null,null,null,null,null,null,null,null,null,null,null,null,null,null,null,null,null,null,null,null,null,null,null,null,null,null,null,null,null,null,null,null,null,null,null,null,null,null,null,null,null,null,null,null,null,null,null,null,null,null,null,null,null,null,null,null,null,null,null,null,null,null,null,null,null,null,null,null,null,null,null,null,null,null,null,null,null,null,null,null,null,null,null,null,null,null,null,null,null,null,null,null,null,null,null,null,null,null,null,null,null,null,null,null,null,null,null,null,null,null,null,null,null,null,null,null,null,null,null,null,null,null,null,null,null,null,null,null,null,null,null,null,null,null,null,null,null,null,null,null,null,null,null,null,null,null,null,null,null,null,null,null,null,null,null,null,null,null,null,null,null,null,null,null,null,null,null,null,null,null,null,null,null,null,null,null,null,null,null,null,null,null,null,null,null,null,null,null,null,null,null,null,null,null,null,null,null,null,null,null,null,null,null,null,null,null,null,null,null,null,null,null,null,null,null,null,null,null,null,null,null,null,null,null,null,null,null,null,null,null,null,null,null,null,null,null,null,null,null,null,null,null,null,null,null,null,null,null,null,null,null,null,null,null,null,null,null,null,null,null,null,null,null,null,null,null,null,null,null,null,null,null,null,null,null,null,null,null,null,null,null,null,null,0,null,null,{"$f":"$G224*TX224","v":0},null,null,{"$f":"$G224*UA224","v":0},null,null,{"$f":"$G224*UD224","v":0},null,null,{"$f":"$G224*UG224","v":0},null,null,{"$f":"$G224*UJ224","v":0}]
["10.2.3",null,"C","PP-Y       3x2,5  mm2","PP-Y       3x2,5  mm2","m",{"$f":"CENA!G216","v":0},3650,0,null,null,null,null,null,null,null,null,null,null,null,null,null,{"$f":"$G225*V225","v":0},null,null,{"$f":"$G225*Y225","v":0},null,250,{"$f":"$G225*AB225","v":0},null,null,{"$f":"$G225*AE225","v":0},null,null,{"$f":"$G225*AH225","v":0},null,null,{"$f":"$G225*AK225","v":0},null,null,{"$f":"$G225*AN225","v":0},null,250,{"$f":"$G225*AQ225","v":0},null,null,{"$f":"$G225*AT225","v":0},null,null,{"$f":"$G225*AW225","v":0},null,null,0,null,250,{"$f":"$G225*BC225","v":0},null,250,0,null,null,{"$f":"$G225*BI225","v":0},null,250,{"$f":"$G225*BL225","v":0},null,250,{"$f":"$G225*BO225","v":0},null,250,{"$f":"$G225*BR225","v":0},null,250,{"$f":"$G225*BU225","v":0},null,0,{"$f":"$G225*BX225","v":0},null,null,{"$f":"$G225*CA225","v":0},null,250,{"$f":"$G225*CD225","v":0},null,150,{"$f":"$G225*CG225","v":0},null,250,0,null,250,0,null,null,null,null,null,null,null,null,null,null,null,null,null,null,null,null,null,null,null,null,null,null,null,null,null,null,null,null,null,null,null,null,null,null,null,null,null,null,null,null,null,null,null,null,null,null,null,null,null,null,null,null,null,null,null,null,null,null,null,null,null,null,{"$f":"$G225*EX225","v":0},null,null,{"$f":"$G225*FA225","v":0},null,null,null,null,null,null,null,null,null,null,null,{"$f":"$G225*FM225","v":0},null,null,null,null,null,null,null,null,null,null,null,null,null,null,null,null,null,null,null,null,null,null,null,null,null,null,null,null,null,null,null,null,null,null,null,null,null,null,null,null,null,null,null,null,null,null,null,null,null,null,null,null,null,null,null,null,null,null,null,null,null,null,null,null,null,null,null,null,null,null,null,null,null,null,null,null,null,null,null,null,null,null,null,null,null,null,null,null,null,null,null,null,null,null,null,null,null,null,null,null,null,null,null,null,null,null,null,null,null,null,null,null,null,null,null,null,null,null,null,null,null,null,null,null,null,null,null,null,null,null,null,null,null,null,null,null,null,null,null,null,null,null,null,null,null,null,null,null,null,null,null,null,null,null,null,null,null,null,null,null,null,null,null,null,null,null,null,null,null,null,null,null,null,null,null,null,null,null,null,null,null,null,null,null,null,null,null,null,null,null,null,null,null,null,null,null,null,null,null,null,null,null,null,null,null,null,null,null,null,null,null,null,null,null,null,null,null,null,null,null,null,null,null,null,null,null,null,null,null,null,null,null,null,null,null,null,null,null,null,null,null,null,null,null,null,null,null,null,null,null,null,null,null,null,null,null,null,null,null,null,null,null,null,null,null,null,null,null,null,null,null,null,null,null,null,null,null,null,null,null,null,null,null,null,null,null,null,null,null,null,null,null,null,null,null,null,null,null,null,null,null,null,null,null,null,null,null,null,null,null,null,null,null,null,null,null,null,null,null,null,null,null,null,null,null,null,null,null,null,null,null,null,null,null,null,null,null,null,null,null,null,null,null,null,null,null,null,null,null,null,null,null,null,null,null,null,null,null,null,null,null,null,null,null,null,null,null,null,null,null,250,0,null,null,{"$f":"$G225*TX225","v":0},null,null,{"$f":"$G225*UA225","v":0},null,null,{"$f":"$G225*UD225","v":0},null,250,{"$f":"$G225*UG225","v":0},null,250,{"$f":"$G225*UJ225","v":0}]
["10.3.1",null,"A","fi 16mm2","fi 16mm2","m",{"$f":"CENA!G219","v":0},{"$f":"J228+M228+P228+S228+AQ228+CJ228+DK228+FD228+V228+Y228+AB228+AE228+AH228+AK228+AN228+AT228+AW228+AZ228+BC228+BF228+BI228+BL228+BO228+BR228+BU228+BX228+CA228+CD228+CG228+CM228+CP228+CS228+CV228+CY228+DB228+DE228+DH228+DN228+DQ228+DT228+DW228+DZ228+EC228+EF228+EI228+EL228+EO228+ER228+EU228+EX228+FA228+FG228+FJ228+FM228+FP228+FS228+FV228+FY228+GB228+GE228+GH228+GK228+GN228+GQ228+GT228+GW228+GZ228+HC228+HF228+HI228+HL228+HO228+HR228+HU228+HX228+IA228+ID228+IG228+IJ228+IM228+IP228+IS228+IV228+IY228+JB228+JE228+JH228+JK228+JN228+JQ228+JT228+JW228+JZ228+KC228+KF228+KI228+KL228+KO228+KR228+KU228+KX228+LA228+LD228+LG228+LJ228+LM228+LP228+LS228+LV228+LY228+MB228+ME228+MH228+MK228+MN228+MQ228+MT228+MW228+MZ228+NC228+NF228+NI228+NL228+NO228+NR228+NU228+NX228+OA228+OD228+OG228+OJ228+OM228+OP228+OS228+OV228+OY228+PB228+PE228+PH228+PK228+PN228+PQ228+PT228+PW228+PZ228+QC228+QF228+QI228+QL228+QO228+QR228+QU228+QX228+RA228+RD228+RG228+RJ228+RM228+RP228+RS228+RV228+RY228+SB228+SE228+SH228+SK228+SN228+SQ228+ST228+SW228+SZ228+TC228+TF228+TI228+TL228+TO228+TR228+TU228+TX228+UA228+UD228+UG228+UJ228+UM228+UP228+US228","v":0},{"$f":"G228*H228","v":0},null,null,null,null,null,null,null,null,null,null,null,null,null,{"$f":"$G228*V228","v":0},null,null,{"$f":"$G228*Y228","v":0},null,null,{"$f":"$G228*AB228","v":0},null,null,{"$f":"$G228*AE228","v":0},null,null,{"$f":"$G228*AH228","v":0},null,null,{"$f":"$G228*AK228","v":0},null,null,{"$f":"$G228*AN228","v":0},null,null,{"$f":"$G228*AQ228","v":0},null,null,{"$f":"$G228*AT228","v":0},null,null,{"$f":"$G228*AW228","v":0},null,null,{"$f":"$G228*AZ228","v":0},null,null,{"$f":"$G228*BC228","v":0},null,null,{"$f":"$G228*BF228","v":0},null,null,{"$f":"$G228*BI228","v":0},null,null,{"$f":"$G228*BL228","v":0},null,null,{"$f":"$G228*BO228","v":0},null,null,{"$f":"$G228*BR228","v":0},null,null,{"$f":"$G228*BU228","v":0},null,0,{"$f":"$G228*BX228","v":0},null,null,{"$f":"$G228*CA228","v":0},null,null,{"$f":"$G228*CD228","v":0},null,null,{"$f":"$G228*CG228","v":0},null,null,{"$f":"$G228*CJ228","v":0},null,null,{"$f":"$G228*CM228","v":0},null,null,null,null,null,null,null,null,null,null,null,null,null,null,null,null,null,null,null,null,null,null,null,null,null,null,null,null,null,null,null,null,null,null,null,null,null,null,null,null,null,null,null,null,null,null,null,null,null,null,null,null,null,null,null,null,null,null,null,null,null,null,{"$f":"$G228*EX228","v":0},null,null,{"$f":"$G228*FA228","v":0},null,null,null,null,null,null,null,null,null,null,null,{"$f":"$G228*FM228","v":0},null,null,null,null,null,null,null,null,null,null,null,null,null,null,null,null,null,null,null,null,null,null,null,null,null,null,null,null,null,null,null,null,null,null,null,null,null,null,null,null,null,null,null,null,null,null,null,null,null,null,null,null,null,null,null,null,null,null,null,null,null,null,null,null,null,null,null,null,null,null,null,null,null,null,null,null,null,null,null,null,null,null,null,null,null,null,null,null,null,null,null,null,null,null,null,null,null,null,null,null,null,null,null,null,null,null,null,null,null,null,null,null,null,null,null,null,null,null,null,null,null,null,null,null,null,null,null,null,null,null,null,null,null,null,null,null,null,null,null,null,null,null,null,null,null,null,null,null,null,null,null,null,null,null,null,null,null,null,null,null,null,null,null,null,null,null,null,null,null,null,null,null,null,null,null,null,null,null,null,null,null,null,null,null,null,null,null,null,null,null,null,null,null,null,null,null,null,null,null,null,null,null,null,null,null,null,null,null,null,null,null,null,null,null,null,null,null,null,null,null,null,null,null,null,null,null,null,null,null,null,null,null,null,null,null,null,null,null,null,null,null,null,null,null,null,null,null,null,null,null,null,null,null,null,null,null,null,null,null,null,null,null,null,null,null,null,null,null,null,null,null,null,null,null,null,null,null,null,null,null,null,null,null,null,null,null,null,null,null,null,null,null,null,null,null,null,null,null,null,null,null,null,null,null,null,null,null,null,null,null,null,null,null,null,null,null,null,null,null,null,null,null,null,null,null,null,null,null,null,null,null,null,null,null,null,null,null,null,null,null,null,null,null,null,null,null,null,null,null,null,null,null,null,null,null,null,null,null,null,null,null,null,null,null,null,null,null,null,null,null,null,{"$f":"$G228*TU228","v":0},null,null,{"$f":"$G228*TX228","v":0},null,null,{"$f":"$G228*UA228","v":0},null,null,{"$f":"$G228*UD228","v":0},null,null,{"$f":"$G228*UG228","v":0},null,null,{"$f":"$G228*UJ228","v":0}]
[null,null,null,"Instalacioni materijal","Installation material",null,null,null,null,null,null,null,null,null,null,null,null,null,null,null,null,null,null,null,null,null,null,null,null,null,null,null,null,null,null,null,null,null,null,null,null,null,null,null,null,null,null,null,null,null,null,null,null,null,null,null,null,null,null,null,null,null,null,null,null,null,null,null,null,null,null,null,null,null,null,0]
["10.5.2",null,"B","fi 78 mm","fi 78 mm","kom/pcs",{"$f":"CENA!G226","v":0},255,0,null,null,null,null,null,null,null,null,null,null,null,null,null,{"$f":"$G235*V235","v":0},null,null,{"$f":"$G235*Y235","v":0},null,20,{"$f":"$G235*AB235","v":0},null,null,{"$f":"$G235*AE235","v":0},null,null,{"$f":"$G235*AH235","v":0},null,null,{"$f":"$G235*AK235","v":0},null,null,{"$f":"$G235*AN235","v":0},null,20,{"$f":"$G235*AQ235","v":0},null,null,{"$f":"$G235*AT235","v":0},null,null,{"$f":"$G235*AW235","v":0},null,null,0,null,20,{"$f":"$G235*BC235","v":0},null,20,0,null,null,{"$f":"$G235*BI235","v":0},null,20,{"$f":"$G235*BL235","v":0},null,20,{"$f":"$G235*BO235","v":0},null,20,{"$f":"$G235*BR235","v":0},null,20,{"$f":"$G235*BU235","v":0},null,0,{"$f":"$G235*BX235","v":0},null,null,{"$f":"$G235*CA235","v":0},null,10,{"$f":"$G235*CD235","v":0},null,null,{"$f":"$G235*CG235","v":0},null,5,0,null,20,0,null,null,null,null,null,null,null,null,null,null,null,null,null,null,null,null,null,null,null,null,null,null,null,null,null,null,null,null,null,null,null,null,null,null,null,null,null,null,null,null,null,null,null,null,null,null,null,null,null,null,null,null,null,null,null,null,null,null,null,null,null,null,{"$f":"$G235*EX235","v":0},null,null,{"$f":"$G235*FA235","v":0},null,null,null,null,null,null,null,null,null,null,null,{"$f":"$G235*FM235","v":0},null,null,null,null,null,null,null,null,null,null,null,null,null,null,null,null,null,null,null,null,null,null,null,null,null,null,null,null,null,null,null,null,null,null,null,null,null,null,null,null,null,null,null,null,null,null,null,null,null,null,null,null,null,null,null,null,null,null,null,null,null,null,null,null,null,null,null,null,null,null,null,null,null,null,null,null,null,null,null,null,null,null,null,null,null,null,null,null,null,null,null,null,null,null,null,null,null,null,null,null,null,null,null,null,null,null,null,null,null,null,null,null,null,null,null,null,null,null,null,null,null,null,null,null,null,null,null,null,null,null,null,null,null,null,null,null,null,null,null,null,null,null,null,null,null,null,null,null,null,null,null,null,null,null,null,null,null,null,null,null,null,null,null,null,null,null,null,null,null,null,null,null,null,null,null,null,null,null,null,null,null,null,null,null,null,null,null,null,null,null,null,null,null,null,null,null,null,null,null,null,null,null,null,null,null,null,null,null,null,null,null,null,null,null,null,null,null,null,null,null,null,null,null,null,null,null,null,null,null,null,null,null,null,null,null,null,null,null,null,null,null,null,null,null,null,null,null,null,null,null,null,null,null,null,null,null,null,null,null,null,null,null,null,null,null,null,null,null,null,null,null,null,null,null,null,null,null,null,null,null,null,null,null,null,null,null,null,null,null,null,null,null,null,null,null,null,null,null,null,null,null,null,null,null,null,null,null,null,null,null,null,null,null,null,null,null,null,null,null,null,null,null,null,null,null,null,null,null,null,null,null,null,null,null,null,null,null,null,null,null,null,null,null,null,null,null,null,null,null,null,null,null,null,null,null,null,null,null,null,null,null,null,null,null,null,null,null,null,null,null,20,0,null,null,{"$f":"$G235*TX235","v":0},null,null,{"$f":"$G235*UA235","v":0},null,null,{"$f":"$G235*UD235","v":0},null,20,{"$f":"$G235*UG235","v":0},null,20,{"$f":"$G235*UJ235","v":0}]
["10.6.1",null,"A","16A, monofazna, 250 V","16A, single-phase, 250 V","kom/pcs",{"$f":"CENA!G229","v":0},{"$f":"J238+M238+P238+S238+AQ238+CJ238+DK238+FD238+V238+Y238+AB238+AE238+AH238+AK238+AN238+AT238+AW238+AZ238+BC238+BF238+BI238+BL238+BO238+BR238+BU238+BX238+CA238+CD238+CG238+CM238+CP238+CS238+CV238+CY238+DB238+DE238+DH238+DN238+DQ238+DT238+DW238+DZ238+EC238+EF238+EI238+EL238+EO238+ER238+EU238+EX238+FA238+FG238+FJ238+FM238+FP238+FS238+FV238+FY238+GB238+GE238+GH238+GK238+GN238+GQ238+GT238+GW238+GZ238+HC238+HF238+HI238+HL238+HO238+HR238+HU238+HX238+IA238+ID238+IG238+IJ238+IM238+IP238+IS238+IV238+IY238+JB238+JE238+JH238+JK238+JN238+JQ238+JT238+JW238+JZ238+KC238+KF238+KI238+KL238+KO238+KR238+KU238+KX238+LA238+LD238+LG238+LJ238+LM238+LP238+LS238+LV238+LY238+MB238+ME238+MH238+MK238+MN238+MQ238+MT238+MW238+MZ238+NC238+NF238+NI238+NL238+NO238+NR238+NU238+NX238+OA238+OD238+OG238+OJ238+OM238+OP238+OS238+OV238+OY238+PB238+PE238+PH238+PK238+PN238+PQ238+PT238+PW238+PZ238+QC238+QF238+QI238+QL238+QO238+QR238+QU238+QX238+RA238+RD238+RG238+RJ238+RM238+RP238+RS238+RV238+RY238+SB238+SE238+SH238+SK238+SN238+SQ238+ST238+SW238+SZ238+TC238+TF238+TI238+TL238+TO238+TR238+TU238+TX238+UA238+UD238+UG238+UJ238+UM238+UP238+US238","v":102},{"$f":"G238*H238","v":0},null,null,null,null,null,null,null,null,null,null,null,null,null,{"$f":"$G238*V238","v":0},null,null,{"$f":"$G238*Y238","v":0},null,6,{"$f":"$G238*AB238","v":0},null,6,{"$f":"$G238*AE238","v":0},null,6,{"$f":"$G238*AH238","v":0},null,null,{"$f":"$G238*AK238","v":0},null,null,{"$f":"$G238*AN238","v":0},null,6,{"$f":"$G238*AQ238","v":0},null,null,{"$f":"$G238*AT238","v":0},null,null,{"$f":"$G238*AW238","v":0},null,null,{"$f":"$G238*AZ238","v":0},null,6,{"$f":"$G238*BC238","v":0},null,6,{"$f":"$G238*BF238","v":0},null,6,{"$f":"$G238*BI238","v":0},null,6,{"$f":"$G238*BL238","v":0},null,6,{"$f":"$G238*BO238","v":0},null,6,{"$f":"$G238*BR238","v":0},null,6,{"$f":"$G238*BU238","v":0},null,0,{"$f":"$G238*BX238","v":0},null,null,{"$f":"$G238*CA238","v":0},null,6,{"$f":"$G238*CD238","v":0},null,null,{"$f":"$G238*CG238","v":0},null,6,{"$f":"$G238*CJ238","v":0},null,6,{"$f":"$G238*CM238","v":0},null,null,null,null,null,null,null,null,null,null,null,null,null,null,null,null,null,null,null,null,null,null,null,null,null,null,null,null,null,null,null,null,null,null,null,null,null,null,null,null,null,null,null,null,null,null,null,null,null,null,null,null,null,null,null,null,null,null,null,null,null,null,{"$f":"$G238*EX238","v":0},null,null,{"$f":"$G238*FA238","v":0},null,null,null,null,null,null,null,null,null,null,null,{"$f":"$G238*FM238","v":0},null,null,null,null,null,null,null,null,null,null,null,null,null,null,null,null,null,null,null,null,null,null,null,null,null,null,null,null,null,null,null,null,null,null,null,null,null,null,null,null,null,null,null,null,null,null,null,null,null,null,null,null,null,null,null,null,null,null,null,null,null,null,null,null,null,null,null,null,null,null,null,null,null,null,null,null,null,null,null,null,null,null,null,null,null,null,null,null,null,null,null,null,null,null,null,null,null,null,null,null,null,null,null,null,null,null,null,null,null,null,null,null,null,null,null,null,null,null,null,null,null,null,null,null,null,null,null,null,null,null,null,null,null,null,null,null,null,null,null,null,null,null,null,null,null,null,null,null,null,null,null,null,null,null,null,null,null,null,null,null,null,null,null,null,null,null,null,null,null,null,null,null,null,null,null,null,null,null,null,null,null,null,null,null,null,null,null,null,null,null,null,null,null,null,null,null,null,null,null,null,null,null,null,null,null,null,null,null,null,null,null,null,null,null,null,null,null,null,null,null,null,null,null,null,null,null,null,null,null,null,null,null,null,null,null,null,null,null,null,null,null,null,null,null,null,null,null,null,null,null,null,null,null,null,null,null,null,null,null,null,null,null,null,null,null,null,null,null,null,null,null,null,null,null,null,null,null,null,null,null,null,null,null,null,null,null,null,null,null,null,null,null,null,null,null,null,null,null,null,null,null,null,null,null,null,null,null,null,null,null,null,null,null,null,null,null,null,null,null,null,null,null,null,null,null,null,null,null,null,null,null,null,null,null,null,null,null,null,null,null,null,null,null,null,null,null,null,null,null,null,null,null,null,null,null,null,null,null,null,null,null,null,null,null,null,null,null,null,null,null,6,{"$f":"$G238*TU238","v":0},null,null,{"$f":"$G238*TX238","v":0},null,null,{"$f":"$G238*UA238","v":0},null,null,{"$f":"$G238*UD238","v":0},null,6,{"$f":"$G238*UG238","v":0},null,6,{"$f":"$G238*UJ238","v":0}]
["10.8","E",8,"Prekidači\n IP20 za ugradnju u završnu obradu zida","Switches \n IP20 for installation in wall","/","/","/","/",null,null,null,null,null,null,null,null,null,null,null,null,"/","/",null,"/","/",null,"/","/",null,"/","/",null,"/","/",null,"/","/",null,"/","/",null,"/","/",null,"/","/",null,"/","/",null,"/","/",null,"/","/",null,"/","/",null,"/","/",null,"/","/",null,"/","/",null,"/","/",null,"/","/",null,"/","/",null,"/","/",null,"/","/",null,"/","/",null,"/","/",null,"/","/",null,null,null,null,null,null,null,null,null,null,null,null,null,null,null,null,null,null,null,null,null,null,null,null,null,null,null,null,null,null,null,null,null,null,null,null,null,null,null,null,null,null,null,null,null,null,null,null,null,null,null,null,null,null,null,null,null,null,null,null,null,"/","/",null,"/","/",null,null,null,null,null,null,null,null,null,null,"/","/",null,null,null,null,null,null,null,null,null,null,null,null,null,null,null,null,null,null,null,null,null,null,null,null,null,null,null,null,null,null,null,null,null,null,null,null,null,null,null,null,null,null,null,null,null,null,null,null,null,null,null,null,null,null,null,null,null,null,null,null,null,null,null,null,null,null,null,null,null,null,null,null,null,null,null,null,null,null,null,null,null,null,null,null,null,null,null,null,null,null,null,null,null,null,null,null,null,null,null,null,null,null,null,null,null,null,null,null,null,null,null,null,null,null,null,null,null,null,null,null,null,null,null,null,null,null,null,null,null,null,null,null,null,null,null,null,null,null,null,null,null,null,null,null,null,null,null,null,null,null,null,null,null,null,null,null,null,null,null,null,null,null,null,null,null,null,null,null,null,null,null,null,null,null,null,null,null,null,null,null,null,null,null,null,null,null,null,null,null,null,null,null,null,null,null,null,null,null,null,null,null,null,null,null,null,null,null,null,null,null,null,null,null,null,null,null,null,null,null,null,null,null,null,null,null,null,null,null,null,null,null,null,null,null,null,null,null,null,null,null,null,null,null,null,null,null,null,null,null,null,null,null,null,null,null,null,null,null,null,null,null,null,null,null,null,null,null,null,null,null,null,null,null,null,null,null,null,null,null,null,null,null,null,null,null,null,null,null,null,null,null,null,null,null,null,null,null,null,null,null,null,null,null,null,null,null,null,null,null,null,null,null,null,null,null,null,null,null,null,null,null,null,null,null,null,null,null,null,null,null,null,null,null,null,null,null,null,null,null,null,null,null,null,null,null,null,null,null,null,null,null,null,null,null,null,null,null,null,null,null,null,null,null,null,null,null,null,null,null,null,"/","/",null,"/","/",null,"/","/",null,"/","/",null,"/","/",null,"/","/"]
["10.8.3",null,"C","za zvono ","for bell","kom/pcs",{"$f":"CENA!G236","v":0},18,0,null,null,null,null,null,null,null,null,null,null,null,null,null,{"$f":"$G245*V245","v":0},null,null,{"$f":"$G245*Y245","v":0},null,1,{"$f":"$G245*AB245","v":0},null,1,{"$f":"$G245*AE245","v":0},null,1,{"$f":"$G245*AH245","v":0},null,null,{"$f":"$G245*AK245","v":0},null,null,{"$f":"$G245*AN245","v":0},null,1,{"$f":"$G245*AQ245","v":0},null,null,{"$f":"$G245*AT245","v":0},null,null,{"$f":"$G245*AW245","v":0},null,null,0,null,1,{"$f":"$G245*BC245","v":0},null,1,0,null,1,{"$f":"$G245*BI245","v":0},null,1,{"$f":"$G245*BL245","v":0},null,1,{"$f":"$G245*BO245","v":0},null,1,{"$f":"$G245*BR245","v":0},null,1,{"$f":"$G245*BU245","v":0},null,0,{"$f":"$G245*BX245","v":0},null,null,{"$f":"$G245*CA245","v":0},null,1,{"$f":"$G245*CD245","v":0},null,1,{"$f":"$G245*CG245","v":0},null,1,0,null,1,0,null,null,null,null,null,null,null,null,null,null,null,null,null,null,null,null,null,null,null,null,null,null,null,null,null,null,null,null,null,null,null,null,null,null,null,null,null,null,null,null,null,null,null,null,null,null,null,null,null,null,null,null,null,null,null,null,null,null,null,null,null,null,{"$f":"$G245*EX245","v":0},null,null,{"$f":"$G245*FA245","v":0},null,null,null,null,null,null,null,null,null,null,null,{"$f":"$G245*FM245","v":0},null,null,null,null,null,null,null,null,null,null,null,null,null,null,null,null,null,null,null,null,null,null,null,null,null,null,null,null,null,null,null,null,null,null,null,null,null,null,null,null,null,null,null,null,null,null,null,null,null,null,null,null,null,null,null,null,null,null,null,null,null,null,null,null,null,null,null,null,null,null,null,null,null,null,null,null,null,null,null,null,null,null,null,null,null,null,null,null,null,null,null,null,null,null,null,null,null,null,null,null,null,null,null,null,null,null,null,null,null,null,null,null,null,null,null,null,null,null,null,null,null,null,null,null,null,null,null,null,null,null,null,null,null,null,null,null,null,null,null,null,null,null,null,null,null,null,null,null,null,null,null,null,null,null,null,null,null,null,null,null,null,null,null,null,null,null,null,null,null,null,null,null,null,null,null,null,null,null,null,null,null,null,null,null,null,null,null,null,null,null,null,null,null,null,null,null,null,null,null,null,null,null,null,null,null,null,null,null,null,null,null,null,null,null,null,null,null,null,null,null,null,null,null,null,null,null,null,null,null,null,null,null,null,null,null,null,null,null,null,null,null,null,null,null,null,null,null,null,null,null,null,null,null,null,null,null,null,null,null,null,null,null,null,null,null,null,null,null,null,null,null,null,null,null,null,null,null,null,null,null,null,null,null,null,null,null,null,null,null,null,null,null,null,null,null,null,null,null,null,null,null,null,null,null,null,null,null,null,null,null,null,null,null,null,null,null,null,null,null,null,null,null,null,null,null,null,null,null,null,null,null,null,null,null,null,null,null,null,null,null,null,null,null,null,null,null,null,null,null,null,null,null,null,null,null,null,null,null,null,null,null,null,null,null,null,null,null,null,null,null,1,0,null,null,{"$f":"$G245*TX245","v":0},null,null,{"$f":"$G245*UA245","v":0},null,null,{"$f":"$G245*UD245","v":0},null,1,{"$f":"$G245*UG245","v":0},null,1,{"$f":"$G245*UJ245","v":0}]
[null,null,null,"Svetiljke","Lighting",null,null,null,null,null,null,null,null,null,null,null,null,null,null,null,null,null,null,null,null,null,null,null,null,null,null,null,null,null,null,null,null,null,null,null,null,null,null,null,null,null,null,null,null,null,null,null,null,null,null,null,null,null,null,null,null,null,null,null,null,null,null,null,null,null,null,null,null,null,null,0]
["10.10.2",null,"B","IP 20 za unutrašnje prostorije","IP 20 for indoor rooms",null,{"$f":"CENA!G242","v":0},47,0,null,null,null,null,null,null,null,null,null,null,null,null,null,{"$f":"$G251*V251","v":0},null,null,{"$f":"$G251*Y251","v":0},null,4,{"$f":"$G251*AB251","v":0},null,5,{"$f":"$G251*AE251","v":0},null,5,{"$f":"$G251*AH251","v":0},null,null,{"$f":"$G251*AK251","v":0},null,null,{"$f":"$G251*AN251","v":0},null,5,{"$f":"$G251*AQ251","v":0},null,null,{"$f":"$G251*AT251","v":0},null,null,{"$f":"$G251*AW251","v":0},null,null,0,null,4,{"$f":"$G251*BC251","v":0},null,4,0,null,4,{"$f":"$G251*BI251","v":0},null,null,{"$f":"$G251*BL251","v":0},null,null,{"$f":"$G251*BO251","v":0},null,null,{"$f":"$G251*BR251","v":0},null,null,{"$f":"$G251*BU251","v":0},null,0,{"$f":"$G251*BX251","v":0},null,null,{"$f":"$G251*CA251","v":0},null,null,{"$f":"$G251*CD251","v":0},null,null,{"$f":"$G251*CG251","v":0},null,null,0,null,null,0,null,null,null,null,null,null,null,null,null,null,null,null,null,null,null,null,null,null,null,null,null,null,null,null,null,null,null,null,null,null,null,null,null,null,null,null,null,null,null,null,null,null,null,null,null,null,null,null,null,null,null,null,null,null,null,null,null,null,null,null,null,null,{"$f":"$G251*EX251","v":0},null,null,{"$f":"$G251*FA251","v":0},null,null,null,null,null,null,null,null,null,null,null,{"$f":"$G251*FM251","v":0},null,null,null,null,null,null,null,null,null,null,null,null,null,null,null,null,null,null,null,null,null,null,null,null,null,null,null,null,null,null,null,null,null,null,null,null,null,null,null,null,null,null,null,null,null,null,null,null,null,null,null,null,null,null,null,null,null,null,null,null,null,null,null,null,null,null,null,null,null,null,null,null,null,null,null,null,null,null,null,null,null,null,null,null,null,null,null,null,null,null,null,null,null,null,null,null,null,null,null,null,null,null,null,null,null,null,null,null,null,null,null,null,null,null,null,null,null,null,null,null,null,null,null,null,null,null,null,null,null,null,null,null,null,null,null,null,null,null,null,null,null,null,null,null,null,null,null,null,null,null,null,null,null,null,null,null,null,null,null,null,null,null,null,null,null,null,null,null,null,null,null,null,null,null,null,null,null,null,null,null,null,null,null,null,null,null,null,null,null,null,null,null,null,null,null,null,null,null,null,null,null,null,null,null,null,null,null,null,null,null,null,null,null,null,null,null,null,null,null,null,null,null,null,null,null,null,null,null,null,null,null,null,null,null,null,null,null,null,null,null,null,null,null,null,null,null,null,null,null,null,null,null,null,null,null,null,null,null,null,null,null,null,null,null,null,null,null,null,null,null,null,null,null,null,null,null,null,null,null,null,null,null,null,null,null,null,null,null,null,null,null,null,null,null,null,null,null,null,null,null,null,null,null,null,null,null,null,null,null,null,null,null,null,null,null,null,null,null,null,null,null,null,null,null,null,null,null,null,null,null,null,null,null,null,null,null,null,null,null,null,null,null,null,null,null,null,null,null,null,null,null,null,null,null,null,null,null,null,null,null,null,null,null,null,null,null,null,null,null,null,4,0,null,null,{"$f":"$G251*TX251","v":0},null,4,{"$f":"$G251*UA251","v":0},null,null,{"$f":"$G251*UD251","v":0},null,4,{"$f":"$G251*UG251","v":0},null,4,{"$f":"$G251*UJ251","v":0}]
["10.11","E",11,"Pocinkovana traka","Galvanized strip",null,{"$f":"CENA!G244","v":0},"/","/",null,null,null,null,null,null,null,null,null,null,null,null,"/","/",null,"/","/",null,"/","/",null,"/","/",null,"/","/",null,"/","/",null,"/","/",null,"/","/",null,"/","/",null,"/","/",null,"/","/",null,"/","/",null,"/","/",null,"/","/",null,"/","/",null,"/","/",null,"/","/",null,"/","/",null,"/","/",null,"/","/",null,"/","/",null,"/","/",null,"/","/",null,"/","/",null,null,null,null,null,null,null,null,null,null,null,null,null,null,null,null,null,null,null,null,null,null,null,null,null,null,null,null,null,null,null,null,null,null,null,null,null,null,null,null,null,null,null,null,null,null,null,null,null,null,null,null,null,null,null,null,null,null,null,null,null,"/","/",null,"/","/",null,null,null,null,null,null,null,null,null,null,"/","/",null,null,null,null,null,null,null,null,null,null,null,null,null,null,null,null,null,null,null,null,null,null,null,null,null,null,null,null,null,null,null,null,null,null,null,null,null,null,null,null,null,null,null,null,null,null,null,null,null,null,null,null,null,null,null,null,null,null,null,null,null,null,null,null,null,null,null,null,null,null,null,null,null,null,null,null,null,null,null,null,null,null,null,null,null,null,null,null,null,null,null,null,null,null,null,null,null,null,null,null,null,null,null,null,null,null,null,null,null,null,null,null,null,null,null,null,null,null,null,null,null,null,null,null,null,null,null,null,null,null,null,null,null,null,null,null,null,null,null,null,null,null,null,null,null,null,null,null,null,null,null,null,null,null,null,null,null,null,null,null,null,null,null,null,null,null,null,null,null,null,null,null,null,null,null,null,null,null,null,null,null,null,null,null,null,null,null,null,null,null,null,null,null,null,null,null,null,null,null,null,null,null,null,null,null,null,null,null,null,null,null,null,null,null,null,null,null,null,null,null,null,null,null,null,null,null,null,null,null,null,null,null,null,null,null,null,null,null,null,null,null,null,null,null,null,null,null,null,null,null,null,null,null,null,null,null,null,null,null,null,null,null,null,null,null,null,null,null,null,null,null,null,null,null,null,null,null,null,null,null,null,null,null,null,null,null,null,null,null,null,null,null,null,null,null,null,null,null,null,null,null,null,null,null,null,null,null,null,null,null,null,null,null,null,null,null,null,null,null,null,null,null,null,null,null,null,null,null,null,null,null,null,null,null,null,null,null,null,null,null,null,null,null,null,null,null,null,null,null,null,null,null,null,null,null,null,null,null,null,null,null,null,null,null,null,null,null,null,null,null,"/","/",null,"/","/",null,"/","/",null,"/","/",null,"/","/",null,"/","/"]
["10.11.1",null,"A","FeZn 25x4mm","FeZn 25x4mm","m",{"$f":"CENA!G245","v":0},{"$f":"J254+M254+P254+S254+AQ254+CJ254+DK254+FD254+V254+Y254+AB254+AE254+AH254+AK254+AN254+AT254+AW254+AZ254+BC254+BF254+BI254+BL254+BO254+BR254+BU254+BX254+CA254+CD254+CG254+CM254+CP254+CS254+CV254+CY254+DB254+DE254+DH254+DN254+DQ254+DT254+DW254+DZ254+EC254+EF254+EI254+EL254+EO254+ER254+EU254+EX254+FA254+FG254+FJ254+FM254+FP254+FS254+FV254+FY254+GB254+GE254+GH254+GK254+GN254+GQ254+GT254+GW254+GZ254+HC254+HF254+HI254+HL254+HO254+HR254+HU254+HX254+IA254+ID254+IG254+IJ254+IM254+IP254+IS254+IV254+IY254+JB254+JE254+JH254+JK254+JN254+JQ254+JT254+JW254+JZ254+KC254+KF254+KI254+KL254+KO254+KR254+KU254+KX254+LA254+LD254+LG254+LJ254+LM254+LP254+LS254+LV254+LY254+MB254+ME254+MH254+MK254+MN254+MQ254+MT254+MW254+MZ254+NC254+NF254+NI254+NL254+NO254+NR254+NU254+NX254+OA254+OD254+OG254+OJ254+OM254+OP254+OS254+OV254+OY254+PB254+PE254+PH254+PK254+PN254+PQ254+PT254+PW254+PZ254+QC254+QF254+QI254+QL254+QO254+QR254+QU254+QX254+RA254+RD254+RG254+RJ254+RM254+RP254+RS254+RV254+RY254+SB254+SE254+SH254+SK254+SN254+SQ254+ST254+SW254+SZ254+TC254+TF254+TI254+TL254+TO254+TR254+TU254+TX254+UA254+UD254+UG254+UJ254+UM254+UP254+US254","v":0},{"$f":"G254*H254","v":0},null,null,null,null,null,null,null,null,null,null,null,null,null,{"$f":"$G254*V254","v":0},null,null,{"$f":"$G254*Y254","v":0},null,null,{"$f":"$G254*AB254","v":0},null,null,{"$f":"$G254*AE254","v":0},null,null,{"$f":"$G254*AH254","v":0},null,null,{"$f":"$G254*AK254","v":0},null,null,{"$f":"$G254*AN254","v":0},null,null,{"$f":"$G254*AQ254","v":0},null,null,{"$f":"$G254*AT254","v":0},null,null,{"$f":"$G254*AW254","v":0},null,null,{"$f":"$G254*AZ254","v":0},null,null,{"$f":"$G254*BC254","v":0},null,null,{"$f":"$G254*BF254","v":0},null,null,{"$f":"$G254*BI254","v":0},null,null,{"$f":"$G254*BL254","v":0},null,null,{"$f":"$G254*BO254","v":0},null,null,{"$f":"$G254*BR254","v":0},null,null,{"$f":"$G254*BU254","v":0},null,0,{"$f":"$G254*BX254","v":0},null,null,{"$f":"$G254*CA254","v":0},null,null,{"$f":"$G254*CD254","v":0},null,null,{"$f":"$G254*CG254","v":0},null,null,{"$f":"$G254*CJ254","v":0},null,null,{"$f":"$G254*CM254","v":0},null,null,null,null,null,null,null,null,null,null,null,null,null,null,null,null,null,null,null,null,null,null,null,null,null,null,null,null,null,null,null,null,null,null,null,null,null,null,null,null,null,null,null,null,null,null,null,null,null,null,null,null,null,null,null,null,null,null,null,null,null,null,{"$f":"$G254*EX254","v":0},null,null,{"$f":"$G254*FA254","v":0},null,null,null,null,null,null,null,null,null,null,null,{"$f":"$G254*FM254","v":0},null,null,null,null,null,null,null,null,null,null,null,null,null,null,null,null,null,null,null,null,null,null,null,null,null,null,null,null,null,null,null,null,null,null,null,null,null,null,null,null,null,null,null,null,null,null,null,null,null,null,null,null,null,null,null,null,null,null,null,null,null,null,null,null,null,null,null,null,null,null,null,null,null,null,null,null,null,null,null,null,null,null,null,null,null,null,null,null,null,null,null,null,null,null,null,null,null,null,null,null,null,null,null,null,null,null,null,null,null,null,null,null,null,null,null,null,null,null,null,null,null,null,null,null,null,null,null,null,null,null,null,null,null,null,null,null,null,null,null,null,null,null,null,null,null,null,null,null,null,null,null,null,null,null,null,null,null,null,null,null,null,null,null,null,null,null,null,null,null,null,null,null,null,null,null,null,null,null,null,null,null,null,null,null,null,null,null,null,null,null,null,null,null,null,null,null,null,null,null,null,null,null,null,null,null,null,null,null,null,null,null,null,null,null,null,null,null,null,null,null,null,null,null,null,null,null,null,null,null,null,null,null,null,null,null,null,null,null,null,null,null,null,null,null,null,null,null,null,null,null,null,null,null,null,null,null,null,null,null,null,null,null,null,null,null,null,null,null,null,null,null,null,null,null,null,null,null,null,null,null,null,null,null,null,null,null,null,null,null,null,null,null,null,null,null,null,null,null,null,null,null,null,null,null,null,null,null,null,null,null,null,null,null,null,null,null,null,null,null,null,null,null,null,null,null,null,null,null,null,null,null,null,null,null,null,null,null,null,null,null,null,null,null,null,null,null,null,null,null,null,null,null,null,null,null,null,null,null,null,null,null,null,null,null,null,null,null,null,null,null,null,{"$f":"$G254*TU254","v":0},null,null,{"$f":"$G254*TX254","v":0},null,null,{"$f":"$G254*UA254","v":0},null,null,{"$f":"$G254*UD254","v":0},null,null,{"$f":"$G254*UG254","v":0},null,null,{"$f":"$G254*UJ254","v":0}]
["10.11.2",null,"B","FeZn 20x3mm","FeZn 20x3mm","m",{"$f":"CENA!G246","v":0},0,0,null,null,null,null,null,null,null,null,null,null,null,null,null,{"$f":"$G255*V255","v":0},null,null,{"$f":"$G255*Y255","v":0},null,null,{"$f":"$G255*AB255","v":0},null,null,{"$f":"$G255*AE255","v":0},null,null,{"$f":"$G255*AH255","v":0},null,null,{"$f":"$G255*AK255","v":0},null,null,{"$f":"$G255*AN255","v":0},null,null,{"$f":"$G255*AQ255","v":0},null,null,{"$f":"$G255*AT255","v":0},null,null,{"$f":"$G255*AW255","v":0},null,null,0,null,null,{"$f":"$G255*BC255","v":0},null,null,0,null,null,{"$f":"$G255*BI255","v":0},null,null,{"$f":"$G255*BL255","v":0},null,null,{"$f":"$G255*BO255","v":0},null,null,{"$f":"$G255*BR255","v":0},null,null,{"$f":"$G255*BU255","v":0},null,0,{"$f":"$G255*BX255","v":0},null,null,{"$f":"$G255*CA255","v":0},null,null,{"$f":"$G255*CD255","v":0},null,null,{"$f":"$G255*CG255","v":0},null,null,0,null,null,0,null,null,null,null,null,null,null,null,null,null,null,null,null,null,null,null,null,null,null,null,null,null,null,null,null,null,null,null,null,null,null,null,null,null,null,null,null,null,null,null,null,null,null,null,null,null,null,null,null,null,null,null,null,null,null,null,null,null,null,null,null,null,{"$f":"$G255*EX255","v":0},null,null,{"$f":"$G255*FA255","v":0},null,null,null,null,null,null,null,null,null,null,null,{"$f":"$G255*FM255","v":0},null,null,null,null,null,null,null,null,null,null,null,null,null,null,null,null,null,null,null,null,null,null,null,null,null,null,null,null,null,null,null,null,null,null,null,null,null,null,null,null,null,null,null,null,null,null,null,null,null,null,null,null,null,null,null,null,null,null,null,null,null,null,null,null,null,null,null,null,null,null,null,null,null,null,null,null,null,null,null,null,null,null,null,null,null,null,null,null,null,null,null,null,null,null,null,null,null,null,null,null,null,null,null,null,null,null,null,null,null,null,null,null,null,null,null,null,null,null,null,null,null,null,null,null,null,null,null,null,null,null,null,null,null,null,null,null,null,null,null,null,null,null,null,null,null,null,null,null,null,null,null,null,null,null,null,null,null,null,null,null,null,null,null,null,null,null,null,null,null,null,null,null,null,null,null,null,null,null,null,null,null,null,null,null,null,null,null,null,null,null,null,null,null,null,null,null,null,null,null,null,null,null,null,null,null,null,null,null,null,null,null,null,null,null,null,null,null,null,null,null,null,null,null,null,null,null,null,null,null,null,null,null,null,null,null,null,null,null,null,null,null,null,null,null,null,null,null,null,null,null,null,null,null,null,null,null,null,null,null,null,null,null,null,null,null,null,null,null,null,null,null,null,null,null,null,null,null,null,null,null,null,null,null,null,null,null,null,null,null,null,null,null,null,null,null,null,null,null,null,null,null,null,null,null,null,null,null,null,null,null,null,null,null,null,null,null,null,null,null,null,null,null,null,null,null,null,null,null,null,null,null,null,null,null,null,null,null,null,null,null,null,null,null,null,null,null,null,null,null,null,null,null,null,null,null,null,null,null,null,null,null,null,null,null,null,null,null,null,null,null,null,0,null,null,{"$f":"$G255*TX255","v":0},null,null,{"$f":"$G255*UA255","v":0},null,null,{"$f":"$G255*UD255","v":0},null,null,{"$f":"$G255*UG255","v":0},null,null,{"$f":"$G255*UJ255","v":0}]
["10.12","E",12,"SIP ormarić (PS49) sa sabirnicom za izjednačenje potencijala","SIP boxes (PS 49) with bonding","kom/pcs",{"$f":"CENA!G247","v":0},0,0,null,null,null,null,null,null,null,null,null,null,null,null,null,{"$f":"$G256*V256","v":0},null,null,{"$f":"$G256*Y256","v":0},null,null,{"$f":"$G256*AB256","v":0},null,null,{"$f":"$G256*AE256","v":0},null,null,{"$f":"$G256*AH256","v":0},null,null,{"$f":"$G256*AK256","v":0},null,null,{"$f":"$G256*AN256","v":0},null,null,{"$f":"$G256*AQ256","v":0},null,null,{"$f":"$G256*AT256","v":0},null,null,{"$f":"$G256*AW256","v":0},null,null,0,null,null,{"$f":"$G256*BC256","v":0},null,null,0,null,null,{"$f":"$G256*BI256","v":0},null,null,{"$f":"$G256*BL256","v":0},null,null,{"$f":"$G256*BO256","v":0},null,null,{"$f":"$G256*BR256","v":0},null,null,{"$f":"$G256*BU256","v":0},null,0,{"$f":"$G256*BX256","v":0},null,null,{"$f":"$G256*CA256","v":0},null,null,{"$f":"$G256*CD256","v":0},null,null,{"$f":"$G256*CG256","v":0},null,null,0,null,null,0,null,null,null,null,null,null,null,null,null,null,null,null,null,null,null,null,null,null,null,null,null,null,null,null,null,null,null,null,null,null,null,null,null,null,null,null,null,null,null,null,null,null,null,null,null,null,null,null,null,null,null,null,null,null,null,null,null,null,null,null,null,null,{"$f":"$G256*EX256","v":0},null,null,{"$f":"$G256*FA256","v":0},null,null,null,null,null,null,null,null,null,null,null,{"$f":"$G256*FM256","v":0},null,null,null,null,null,null,null,null,null,null,null,null,null,null,null,null,null,null,null,null,null,null,null,null,null,null,null,null,null,null,null,null,null,null,null,null,null,null,null,null,null,null,null,null,null,null,null,null,null,null,null,null,null,null,null,null,null,null,null,null,null,null,null,null,null,null,null,null,null,null,null,null,null,null,null,null,null,null,null,null,null,null,null,null,null,null,null,null,null,null,null,null,null,null,null,null,null,null,null,null,null,null,null,null,null,null,null,null,null,null,null,null,null,null,null,null,null,null,null,null,null,null,null,null,null,null,null,null,null,null,null,null,null,null,null,null,null,null,null,null,null,null,null,null,null,null,null,null,null,null,null,null,null,null,null,null,null,null,null,null,null,null,null,null,null,null,null,null,null,null,null,null,null,null,null,null,null,null,null,null,null,null,null,null,null,null,null,null,null,null,null,null,null,null,null,null,null,null,null,null,null,null,null,null,null,null,null,null,null,null,null,null,null,null,null,null,null,null,null,null,null,null,null,null,null,null,null,null,null,null,null,null,null,null,null,null,null,null,null,null,null,null,null,null,null,null,null,null,null,null,null,null,null,null,null,null,null,null,null,null,null,null,null,null,null,null,null,null,null,null,null,null,null,null,null,null,null,null,null,null,null,null,null,null,null,null,null,null,null,null,null,null,null,null,null,null,null,null,null,null,null,null,null,null,null,null,null,null,null,null,null,null,null,null,null,null,null,null,null,null,null,null,null,null,null,null,null,null,null,null,null,null,null,null,null,null,null,null,null,null,null,null,null,null,null,null,null,null,null,null,null,null,null,null,null,null,null,null,null,null,null,null,null,null,null,null,null,null,null,null,null,0,null,null,{"$f":"$G256*TX256","v":0},null,null,{"$f":"$G256*UA256","v":0},null,null,{"$f":"$G256*UD256","v":0},null,null,{"$f":"$G256*UG256","v":0},null,null,{"$f":"$G256*UJ256","v":0}]
["10.13","E",13,"Provodnici za uzemljenje","Grounding conductors","/","/","/","/",null,null,null,null,null,null,null,null,null,null,null,null,"/","/",null,"/","/",null,"/","/",null,"/","/",null,"/","/",null,"/","/",null,"/","/",null,"/","/",null,"/","/",null,"/","/",null,"/","/",null,"/","/",null,"/","/",null,"/","/",null,"/","/",null,"/","/",null,"/","/",null,"/","/",null,"/","/",null,"/","/",null,"/","/",null,"/","/",null,"/","/",null,"/","/",null,null,null,null,null,null,null,null,null,null,null,null,null,null,null,null,null,null,null,null,null,null,null,null,null,null,null,null,null,null,null,null,null,null,null,null,null,null,null,null,null,null,null,null,null,null,null,null,null,null,null,null,null,null,null,null,null,null,null,null,null,"/","/",null,"/","/",null,null,null,null,null,null,null,null,null,null,"/","/",null,null,null,null,null,null,null,null,null,null,null,null,null,null,null,null,null,null,null,null,null,null,null,null,null,null,null,null,null,null,null,null,null,null,null,null,null,null,null,null,null,null,null,null,null,null,null,null,null,null,null,null,null,null,null,null,null,null,null,null,null,null,null,null,null,null,null,null,null,null,null,null,null,null,null,null,null,null,null,null,null,null,null,null,null,null,null,null,null,null,null,null,null,null,null,null,null,null,null,null,null,null,null,null,null,null,null,null,null,null,null,null,null,null,null,null,null,null,null,null,null,null,null,null,null,null,null,null,null,null,null,null,null,null,null,null,null,null,null,null,null,null,null,null,null,null,null,null,null,null,null,null,null,null,null,null,null,null,null,null,null,null,null,null,null,null,null,null,null,null,null,null,null,null,null,null,null,null,null,null,null,null,null,null,null,null,null,null,null,null,null,null,null,null,null,null,null,null,null,null,null,null,null,null,null,null,null,null,null,null,null,null,null,null,null,null,null,null,null,null,null,null,null,null,null,null,null,null,null,null,null,null,null,null,null,null,null,null,null,null,null,null,null,null,null,null,null,null,null,null,null,null,null,null,null,null,null,null,null,null,null,null,null,null,null,null,null,null,null,null,null,null,null,null,null,null,null,null,null,null,null,null,null,null,null,null,null,null,null,null,null,null,null,null,null,null,null,null,null,null,null,null,null,null,null,null,null,null,null,null,null,null,null,null,null,null,null,null,null,null,null,null,null,null,null,null,null,null,null,null,null,null,null,null,null,null,null,null,null,null,null,null,null,null,null,null,null,null,null,null,null,null,null,null,null,null,null,null,null,null,null,null,null,null,null,null,null,null,null,null,"/","/",null,"/","/",null,"/","/",null,"/","/",null,"/","/",null,"/","/"]
["10.13.1",null,"A","PP00-Y  1x16mm2","PP00-Y  1x16mm2","m",{"$f":"CENA!G249","v":0},{"$f":"J258+M258+P258+S258+AQ258+CJ258+DK258+FD258+V258+Y258+AB258+AE258+AH258+AK258+AN258+AT258+AW258+AZ258+BC258+BF258+BI258+BL258+BO258+BR258+BU258+BX258+CA258+CD258+CG258+CM258+CP258+CS258+CV258+CY258+DB258+DE258+DH258+DN258+DQ258+DT258+DW258+DZ258+EC258+EF258+EI258+EL258+EO258+ER258+EU258+EX258+FA258+FG258+FJ258+FM258+FP258+FS258+FV258+FY258+GB258+GE258+GH258+GK258+GN258+GQ258+GT258+GW258+GZ258+HC258+HF258+HI258+HL258+HO258+HR258+HU258+HX258+IA258+ID258+IG258+IJ258+IM258+IP258+IS258+IV258+IY258+JB258+JE258+JH258+JK258+JN258+JQ258+JT258+JW258+JZ258+KC258+KF258+KI258+KL258+KO258+KR258+KU258+KX258+LA258+LD258+LG258+LJ258+LM258+LP258+LS258+LV258+LY258+MB258+ME258+MH258+MK258+MN258+MQ258+MT258+MW258+MZ258+NC258+NF258+NI258+NL258+NO258+NR258+NU258+NX258+OA258+OD258+OG258+OJ258+OM258+OP258+OS258+OV258+OY258+PB258+PE258+PH258+PK258+PN258+PQ258+PT258+PW258+PZ258+QC258+QF258+QI258+QL258+QO258+QR258+QU258+QX258+RA258+RD258+RG258+RJ258+RM258+RP258+RS258+RV258+RY258+SB258+SE258+SH258+SK258+SN258+SQ258+ST258+SW258+SZ258+TC258+TF258+TI258+TL258+TO258+TR258+TU258+TX258+UA258+UD258+UG258+UJ258+UM258+UP258+US258","v":0},{"$f":"G258*H258","v":0},null,null,null,null,null,null,null,null,null,null,null,null,null,{"$f":"$G258*V258","v":0},null,null,{"$f":"$G258*Y258","v":0},null,null,{"$f":"$G258*AB258","v":0},null,null,{"$f":"$G258*AE258","v":0},null,null,{"$f":"$G258*AH258","v":0},null,null,{"$f":"$G258*AK258","v":0},null,null,{"$f":"$G258*AN258","v":0},null,null,{"$f":"$G258*AQ258","v":0},null,null,{"$f":"$G258*AT258","v":0},null,null,{"$f":"$G258*AW258","v":0},null,null,{"$f":"$G258*AZ258","v":0},null,null,{"$f":"$G258*BC258","v":0},null,null,{"$f":"$G258*BF258","v":0},null,null,{"$f":"$G258*BI258","v":0},null,null,{"$f":"$G258*BL258","v":0},null,null,{"$f":"$G258*BO258","v":0},null,null,{"$f":"$G258*BR258","v":0},null,null,{"$f":"$G258*BU258","v":0},null,0,{"$f":"$G258*BX258","v":0},null,null,{"$f":"$G258*CA258","v":0},null,null,{"$f":"$G258*CD258","v":0},null,null,{"$f":"$G258*CG258","v":0},null,null,{"$f":"$G258*CJ258","v":0},null,null,{"$f":"$G258*CM258","v":0},null,null,null,null,null,null,null,null,null,null,null,null,null,null,null,null,null,null,null,null,null,null,null,null,null,null,null,null,null,null,null,null,null,null,null,null,null,null,null,null,null,null,null,null,null,null,null,null,null,null,null,null,null,null,null,null,null,null,null,null,null,null,{"$f":"$G258*EX258","v":0},null,null,{"$f":"$G258*FA258","v":0},null,null,null,null,null,null,null,null,null,null,null,{"$f":"$G258*FM258","v":0},null,null,null,null,null,null,null,null,null,null,null,null,null,null,null,null,null,null,null,null,null,null,null,null,null,null,null,null,null,null,null,null,null,null,null,null,null,null,null,null,null,null,null,null,null,null,null,null,null,null,null,null,null,null,null,null,null,null,null,null,null,null,null,null,null,null,null,null,null,null,null,null,null,null,null,null,null,null,null,null,null,null,null,null,null,null,null,null,null,null,null,null,null,null,null,null,null,null,null,null,null,null,null,null,null,null,null,null,null,null,null,null,null,null,null,null,null,null,null,null,null,null,null,null,null,null,null,null,null,null,null,null,null,null,null,null,null,null,null,null,null,null,null,null,null,null,null,null,null,null,null,null,null,null,null,null,null,null,null,null,null,null,null,null,null,null,null,null,null,null,null,null,null,null,null,null,null,null,null,null,null,null,null,null,null,null,null,null,null,null,null,null,null,null,null,null,null,null,null,null,null,null,null,null,null,null,null,null,null,null,null,null,null,null,null,null,null,null,null,null,null,null,null,null,null,null,null,null,null,null,null,null,null,null,null,null,null,null,null,null,null,null,null,null,null,null,null,null,null,null,null,null,null,null,null,null,null,null,null,null,null,null,null,null,null,null,null,null,null,null,null,null,null,null,null,null,null,null,null,null,null,null,null,null,null,null,null,null,null,null,null,null,null,null,null,null,null,null,null,null,null,null,null,null,null,null,null,null,null,null,null,null,null,null,null,null,null,null,null,null,null,null,null,null,null,null,null,null,null,null,null,null,null,null,null,null,null,null,null,null,null,null,null,null,null,null,null,null,null,null,null,null,null,null,null,null,null,null,null,null,null,null,null,null,null,null,null,null,null,null,null,{"$f":"$G258*TU258","v":0},null,null,{"$f":"$G258*TX258","v":0},null,null,{"$f":"$G258*UA258","v":0},null,null,{"$f":"$G258*UD258","v":0},null,null,{"$f":"$G258*UG258","v":0},null,null,{"$f":"$G258*UJ258","v":0}]
["10.13.2",null,"B","P/F-Y      1x6mm2","P/F-Y      1x6mm2","m",{"$f":"CENA!G250","v":0},0,0,null,null,null,null,null,null,null,null,null,null,null,null,null,{"$f":"$G259*V259","v":0},null,null,{"$f":"$G259*Y259","v":0},null,null,{"$f":"$G259*AB259","v":0},null,null,{"$f":"$G259*AE259","v":0},null,null,{"$f":"$G259*AH259","v":0},null,null,{"$f":"$G259*AK259","v":0},null,null,{"$f":"$G259*AN259","v":0},null,null,{"$f":"$G259*AQ259","v":0},null,null,{"$f":"$G259*AT259","v":0},null,null,{"$f":"$G259*AW259","v":0},null,null,0,null,null,{"$f":"$G259*BC259","v":0},null,null,0,null,null,{"$f":"$G259*BI259","v":0},null,null,{"$f":"$G259*BL259","v":0},null,null,{"$f":"$G259*BO259","v":0},null,null,{"$f":"$G259*BR259","v":0},null,null,{"$f":"$G259*BU259","v":0},null,0,{"$f":"$G259*BX259","v":0},null,null,{"$f":"$G259*CA259","v":0},null,null,{"$f":"$G259*CD259","v":0},null,null,{"$f":"$G259*CG259","v":0},null,null,0,null,null,0,null,null,null,null,null,null,null,null,null,null,null,null,null,null,null,null,null,null,null,null,null,null,null,null,null,null,null,null,null,null,null,null,null,null,null,null,null,null,null,null,null,null,null,null,null,null,null,null,null,null,null,null,null,null,null,null,null,null,null,null,null,null,{"$f":"$G259*EX259","v":0},null,null,{"$f":"$G259*FA259","v":0},null,null,null,null,null,null,null,null,null,null,null,{"$f":"$G259*FM259","v":0},null,null,null,null,null,null,null,null,null,null,null,null,null,null,null,null,null,null,null,null,null,null,null,null,null,null,null,null,null,null,null,null,null,null,null,null,null,null,null,null,null,null,null,null,null,null,null,null,null,null,null,null,null,null,null,null,null,null,null,null,null,null,null,null,null,null,null,null,null,null,null,null,null,null,null,null,null,null,null,null,null,null,null,null,null,null,null,null,null,null,null,null,null,null,null,null,null,null,null,null,null,null,null,null,null,null,null,null,null,null,null,null,null,null,null,null,null,null,null,null,null,null,null,null,null,null,null,null,null,null,null,null,null,null,null,null,null,null,null,null,null,null,null,null,null,null,null,null,null,null,null,null,null,null,null,null,null,null,null,null,null,null,null,null,null,null,null,null,null,null,null,null,null,null,null,null,null,null,null,null,null,null,null,null,null,null,null,null,null,null,null,null,null,null,null,null,null,null,null,null,null,null,null,null,null,null,null,null,null,null,null,null,null,null,null,null,null,null,null,null,null,null,null,null,null,null,null,null,null,null,null,null,null,null,null,null,null,null,null,null,null,null,null,null,null,null,null,null,null,null,null,null,null,null,null,null,null,null,null,null,null,null,null,null,null,null,null,null,null,null,null,null,null,null,null,null,null,null,null,null,null,null,null,null,null,null,null,null,null,null,null,null,null,null,null,null,null,null,null,null,null,null,null,null,null,null,null,null,null,null,null,null,null,null,null,null,null,null,null,null,null,null,null,null,null,null,null,null,null,null,null,null,null,null,null,null,null,null,null,null,null,null,null,null,null,null,null,null,null,null,null,null,null,null,null,null,null,null,null,null,null,null,null,null,null,null,null,null,null,null,null,0,null,null,{"$f":"$G259*TX259","v":0},null,null,{"$f":"$G259*UA259","v":0},null,null,{"$f":"$G259*UD259","v":0},null,null,{"$f":"$G259*UG259","v":0},null,null,{"$f":"$G259*UJ259","v":0}]
["10.13.3",null,"C","P/F-Y      1x4mm2","P/F-Y      1x4mm2","m",{"$f":"CENA!G251","v":0},0,0,null,null,null,null,null,null,null,null,null,null,null,null,null,{"$f":"$G260*V260","v":0},null,null,{"$f":"$G260*Y260","v":0},null,null,{"$f":"$G260*AB260","v":0},null,null,{"$f":"$G260*AE260","v":0},null,null,{"$f":"$G260*AH260","v":0},null,null,{"$f":"$G260*AK260","v":0},null,null,{"$f":"$G260*AN260","v":0},null,null,{"$f":"$G260*AQ260","v":0},null,null,{"$f":"$G260*AT260","v":0},null,null,{"$f":"$G260*AW260","v":0},null,null,0,null,null,{"$f":"$G260*BC260","v":0},null,null,0,null,null,{"$f":"$G260*BI260","v":0},null,null,{"$f":"$G260*BL260","v":0},null,null,{"$f":"$G260*BO260","v":0},null,null,{"$f":"$G260*BR260","v":0},null,null,{"$f":"$G260*BU260","v":0},null,0,{"$f":"$G260*BX260","v":0},null,null,{"$f":"$G260*CA260","v":0},null,null,{"$f":"$G260*CD260","v":0},null,null,{"$f":"$G260*CG260","v":0},null,null,0,null,null,0,null,null,null,null,null,null,null,null,null,null,null,null,null,null,null,null,null,null,null,null,null,null,null,null,null,null,null,null,null,null,null,null,null,null,null,null,null,null,null,null,null,null,null,null,null,null,null,null,null,null,null,null,null,null,null,null,null,null,null,null,null,null,{"$f":"$G260*EX260","v":0},null,null,{"$f":"$G260*FA260","v":0},null,null,null,null,null,null,null,null,null,null,null,{"$f":"$G260*FM260","v":0},null,null,null,null,null,null,null,null,null,null,null,null,null,null,null,null,null,null,null,null,null,null,null,null,null,null,null,null,null,null,null,null,null,null,null,null,null,null,null,null,null,null,null,null,null,null,null,null,null,null,null,null,null,null,null,null,null,null,null,null,null,null,null,null,null,null,null,null,null,null,null,null,null,null,null,null,null,null,null,null,null,null,null,null,null,null,null,null,null,null,null,null,null,null,null,null,null,null,null,null,null,null,null,null,null,null,null,null,null,null,null,null,null,null,null,null,null,null,null,null,null,null,null,null,null,null,null,null,null,null,null,null,null,null,null,null,null,null,null,null,null,null,null,null,null,null,null,null,null,null,null,null,null,null,null,null,null,null,null,null,null,null,null,null,null,null,null,null,null,null,null,null,null,null,null,null,null,null,null,null,null,null,null,null,null,null,null,null,null,null,null,null,null,null,null,null,null,null,null,null,null,null,null,null,null,null,null,null,null,null,null,null,null,null,null,null,null,null,null,null,null,null,null,null,null,null,null,null,null,null,null,null,null,null,null,null,null,null,null,null,null,null,null,null,null,null,null,null,null,null,null,null,null,null,null,null,null,null,null,null,null,null,null,null,null,null,null,null,null,null,null,null,null,null,null,null,null,null,null,null,null,null,null,null,null,null,null,null,null,null,null,null,null,null,null,null,null,null,null,null,null,null,null,null,null,null,null,null,null,null,null,null,null,null,null,null,null,null,null,null,null,null,null,null,null,null,null,null,null,null,null,null,null,null,null,null,null,null,null,null,null,null,null,null,null,null,null,null,null,null,null,null,null,null,null,null,null,null,null,null,null,null,null,null,null,null,null,null,null,null,null,0,null,null,{"$f":"$G260*TX260","v":0},null,null,{"$f":"$G260*UA260","v":0},null,null,{"$f":"$G260*UD260","v":0},null,null,{"$f":"$G260*UG260","v":0},null,null,{"$f":"$G260*UJ260","v":0}]
[null,null,null,"Instalacija slabe struje","Installation of low voltage",null,null,null,null,null,null,null,null,null,null,null,null,null,null,null,null,null,null,null,null,null,null,null,null,null,null,null,null,null,null,null,null,null,null,null,null,null,null,null,null,null,null,null,null,null,null,null,null,null,null,null,null,null,null,null,null,null,null,null,null,null,null,null,null,null,null,null,null,null,null,0]
["10.14","E",14,"Antenski koaksijalni kabl RG 6","Antenna Coaxial Cable RG 6","m",{"$f":"CENA!G253","v":0},{"$f":"J262+M262+P262+S262+AQ262+CJ262+DK262+FD262+V262+Y262+AB262+AE262+AH262+AK262+AN262+AT262+AW262+AZ262+BC262+BF262+BI262+BL262+BO262+BR262+BU262+BX262+CA262+CD262+CG262+CM262+CP262+CS262+CV262+CY262+DB262+DE262+DH262+DN262+DQ262+DT262+DW262+DZ262+EC262+EF262+EI262+EL262+EO262+ER262+EU262+EX262+FA262+FG262+FJ262+FM262+FP262+FS262+FV262+FY262+GB262+GE262+GH262+GK262+GN262+GQ262+GT262+GW262+GZ262+HC262+HF262+HI262+HL262+HO262+HR262+HU262+HX262+IA262+ID262+IG262+IJ262+IM262+IP262+IS262+IV262+IY262+JB262+JE262+JH262+JK262+JN262+JQ262+JT262+JW262+JZ262+KC262+KF262+KI262+KL262+KO262+KR262+KU262+KX262+LA262+LD262+LG262+LJ262+LM262+LP262+LS262+LV262+LY262+MB262+ME262+MH262+MK262+MN262+MQ262+MT262+MW262+MZ262+NC262+NF262+NI262+NL262+NO262+NR262+NU262+NX262+OA262+OD262+OG262+OJ262+OM262+OP262+OS262+OV262+OY262+PB262+PE262+PH262+PK262+PN262+PQ262+PT262+PW262+PZ262+QC262+QF262+QI262+QL262+QO262+QR262+QU262+QX262+RA262+RD262+RG262+RJ262+RM262+RP262+RS262+RV262+RY262+SB262+SE262+SH262+SK262+SN262+SQ262+ST262+SW262+SZ262+TC262+TF262+TI262+TL262+TO262+TR262+TU262+TX262+UA262+UD262+UG262+UJ262+UM262+UP262+US262","v":0},{"$f":"G262*H262","v":0},null,null,null,null,null,null,null,null,null,null,null,null,null,{"$f":"$G262*V262","v":0},null,null,{"$f":"$G262*Y262","v":0},null,null,{"$f":"$G262*AB262","v":0},null,null,{"$f":"$G262*AE262","v":0},null,null,{"$f":"$G262*AH262","v":0},null,null,{"$f":"$G262*AK262","v":0},null,null,{"$f":"$G262*AN262","v":0},null,null,{"$f":"$G262*AQ262","v":0},null,null,{"$f":"$G262*AT262","v":0},null,null,{"$f":"$G262*AW262","v":0},null,null,{"$f":"$G262*AZ262","v":0},null,null,{"$f":"$G262*BC262","v":0},null,null,{"$f":"$G262*BF262","v":0},null,null,{"$f":"$G262*BI262","v":0},null,null,{"$f":"$G262*BL262","v":0},null,null,{"$f":"$G262*BO262","v":0},null,null,{"$f":"$G262*BR262","v":0},null,null,{"$f":"$G262*BU262","v":0},null,0,{"$f":"$G262*BX262","v":0},null,null,{"$f":"$G262*CA262","v":0},null,null,{"$f":"$G262*CD262","v":0},null,null,{"$f":"$G262*CG262","v":0},null,null,{"$f":"$G262*CJ262","v":0},null,null,{"$f":"$G262*CM262","v":0},null,null,null,null,null,null,null,null,null,null,null,null,null,null,null,null,null,null,null,null,null,null,null,null,null,null,null,null,null,null,null,null,null,null,null,null,null,null,null,null,null,null,null,null,null,null,null,null,null,null,null,null,null,null,null,null,null,null,null,null,null,null,{"$f":"$G262*EX262","v":0},null,null,{"$f":"$G262*FA262","v":0},null,null,null,null,null,null,null,null,null,null,null,{"$f":"$G262*FM262","v":0},null,null,null,null,null,null,null,null,null,null,null,null,null,null,null,null,null,null,null,null,null,null,null,null,null,null,null,null,null,null,null,null,null,null,null,null,null,null,null,null,null,null,null,null,null,null,null,null,null,null,null,null,null,null,null,null,null,null,null,null,null,null,null,null,null,null,null,null,null,null,null,null,null,null,null,null,null,null,null,null,null,null,null,null,null,null,null,null,null,null,null,null,null,null,null,null,null,null,null,null,null,null,null,null,null,null,null,null,null,null,null,null,null,null,null,null,null,null,null,null,null,null,null,null,null,null,null,null,null,null,null,null,null,null,null,null,null,null,null,null,null,null,null,null,null,null,null,null,null,null,null,null,null,null,null,null,null,null,null,null,null,null,null,null,null,null,null,null,null,null,null,null,null,null,null,null,null,null,null,null,null,null,null,null,null,null,null,null,null,null,null,null,null,null,null,null,null,null,null,null,null,null,null,null,null,null,null,null,null,null,null,null,null,null,null,null,null,null,null,null,null,null,null,null,null,null,null,null,null,null,null,null,null,null,null,null,null,null,null,null,null,null,null,null,null,null,null,null,null,null,null,null,null,null,null,null,null,null,null,null,null,null,null,null,null,null,null,null,null,null,null,null,null,null,null,null,null,null,null,null,null,null,null,null,null,null,null,null,null,null,null,null,null,null,null,null,null,null,null,null,null,null,null,null,null,null,null,null,null,null,null,null,null,null,null,null,null,null,null,null,null,null,null,null,null,null,null,null,null,null,null,null,null,null,null,null,null,null,null,null,null,null,null,null,null,null,null,null,null,null,null,null,null,null,null,null,null,null,null,null,null,null,null,null,null,null,null,null,null,null,null,{"$f":"$G262*TU262","v":0},null,null,{"$f":"$G262*TX262","v":0},null,null,{"$f":"$G262*UA262","v":0},null,null,{"$f":"$G262*UD262","v":0},null,null,{"$f":"$G262*UG262","v":0},null,null,{"$f":"$G262*UJ262","v":0}]
["10.15","E",15,"Telefonski kabl sa bakarnim provodnicima \nIY(St)Y 2x2x0.8mm","Telephone cable with copper conductors \nIY (St) Y 2x2x0.8mm","m",{"$f":"CENA!G254","v":0},0,0,null,null,null,null,null,null,null,null,null,null,null,null,null,{"$f":"$G263*V263","v":0},null,null,{"$f":"$G263*Y263","v":0},null,null,{"$f":"$G263*AB263","v":0},null,null,{"$f":"$G263*AE263","v":0},null,null,{"$f":"$G263*AH263","v":0},null,null,{"$f":"$G263*AK263","v":0},null,null,{"$f":"$G263*AN263","v":0},null,null,{"$f":"$G263*AQ263","v":0},null,null,{"$f":"$G263*AT263","v":0},null,null,{"$f":"$G263*AW263","v":0},null,null,0,null,null,{"$f":"$G263*BC263","v":0},null,null,0,null,null,{"$f":"$G263*BI263","v":0},null,null,{"$f":"$G263*BL263","v":0},null,null,{"$f":"$G263*BO263","v":0},null,null,{"$f":"$G263*BR263","v":0},null,null,{"$f":"$G263*BU263","v":0},null,0,{"$f":"$G263*BX263","v":0},null,null,{"$f":"$G263*CA263","v":0},null,null,{"$f":"$G263*CD263","v":0},null,null,{"$f":"$G263*CG263","v":0},null,null,0,null,null,0,null,null,null,null,null,null,null,null,null,null,null,null,null,null,null,null,null,null,null,null,null,null,null,null,null,null,null,null,null,null,null,null,null,null,null,null,null,null,null,null,null,null,null,null,null,null,null,null,null,null,null,null,null,null,null,null,null,null,null,null,null,null,{"$f":"$G263*EX263","v":0},null,null,{"$f":"$G263*FA263","v":0},null,null,null,null,null,null,null,null,null,null,null,{"$f":"$G263*FM263","v":0},null,null,null,null,null,null,null,null,null,null,null,null,null,null,null,null,null,null,null,null,null,null,null,null,null,null,null,null,null,null,null,null,null,null,null,null,null,null,null,null,null,null,null,null,null,null,null,null,null,null,null,null,null,null,null,null,null,null,null,null,null,null,null,null,null,null,null,null,null,null,null,null,null,null,null,null,null,null,null,null,null,null,null,null,null,null,null,null,null,null,null,null,null,null,null,null,null,null,null,null,null,null,null,null,null,null,null,null,null,null,null,null,null,null,null,null,null,null,null,null,null,null,null,null,null,null,null,null,null,null,null,null,null,null,null,null,null,null,null,null,null,null,null,null,null,null,null,null,null,null,null,null,null,null,null,null,null,null,null,null,null,null,null,null,null,null,null,null,null,null,null,null,null,null,null,null,null,null,null,null,null,null,null,null,null,null,null,null,null,null,null,null,null,null,null,null,null,null,null,null,null,null,null,null,null,null,null,null,null,null,null,null,null,null,null,null,null,null,null,null,null,null,null,null,null,null,null,null,null,null,null,null,null,null,null,null,null,null,null,null,null,null,null,null,null,null,null,null,null,null,null,null,null,null,null,null,null,null,null,null,null,null,null,null,null,null,null,null,null,null,null,null,null,null,null,null,null,null,null,null,null,null,null,null,null,null,null,null,null,null,null,null,null,null,null,null,null,null,null,null,null,null,null,null,null,null,null,null,null,null,null,null,null,null,null,null,null,null,null,null,null,null,null,null,null,null,null,null,null,null,null,null,null,null,null,null,null,null,null,null,null,null,null,null,null,null,null,null,null,null,null,null,null,null,null,null,null,null,null,null,null,null,null,null,null,null,null,null,null,null,null,0,null,null,{"$f":"$G263*TX263","v":0},null,null,{"$f":"$G263*UA263","v":0},null,null,{"$f":"$G263*UD263","v":0},null,null,{"$f":"$G263*UG263","v":0},null,null,{"$f":"$G263*UJ263","v":0}]
["10.16","E",16,"Priključnice","Connectors","/","/","/","/",null,null,null,null,null,null,null,null,null,null,null,null,"/","/",null,"/","/",null,"/","/",null,"/","/",null,"/","/",null,"/","/",null,"/","/",null,"/","/",null,"/","/",null,"/","/",null,"/","/",null,"/","/",null,"/","/",null,"/","/",null,"/","/",null,"/","/",null,"/","/",null,"/","/",null,"/","/",null,"/","/",null,"/","/",null,"/","/",null,"/","/",null,"/","/",null,null,null,null,null,null,null,null,null,null,null,null,null,null,null,null,null,null,null,null,null,null,null,null,null,null,null,null,null,null,null,null,null,null,null,null,null,null,null,null,null,null,null,null,null,null,null,null,null,null,null,null,null,null,null,null,null,null,null,null,null,"/","/",null,"/","/",null,null,null,null,null,null,null,null,null,null,"/","/",null,null,null,null,null,null,null,null,null,null,null,null,null,null,null,null,null,null,null,null,null,null,null,null,null,null,null,null,null,null,null,null,null,null,null,null,null,null,null,null,null,null,null,null,null,null,null,null,null,null,null,null,null,null,null,null,null,null,null,null,null,null,null,null,null,null,null,null,null,null,null,null,null,null,null,null,null,null,null,null,null,null,null,null,null,null,null,null,null,null,null,null,null,null,null,null,null,null,null,null,null,null,null,null,null,null,null,null,null,null,null,null,null,null,null,null,null,null,null,null,null,null,null,null,null,null,null,null,null,null,null,null,null,null,null,null,null,null,null,null,null,null,null,null,null,null,null,null,null,null,null,null,null,null,null,null,null,null,null,null,null,null,null,null,null,null,null,null,null,null,null,null,null,null,null,null,null,null,null,null,null,null,null,null,null,null,null,null,null,null,null,null,null,null,null,null,null,null,null,null,null,null,null,null,null,null,null,null,null,null,null,null,null,null,null,null,null,null,null,null,null,null,null,null,null,null,null,null,null,null,null,null,null,null,null,null,null,null,null,null,null,null,null,null,null,null,null,null,null,null,null,null,null,null,null,null,null,null,null,null,null,null,null,null,null,null,null,null,null,null,null,null,null,null,null,null,null,null,null,null,null,null,null,null,null,null,null,null,null,null,null,null,null,null,null,null,null,null,null,null,null,null,null,null,null,null,null,null,null,null,null,null,null,null,null,null,null,null,null,null,null,null,null,null,null,null,null,null,null,null,null,null,null,null,null,null,null,null,null,null,null,null,null,null,null,null,null,null,null,null,null,null,null,null,null,null,null,null,null,null,null,null,null,null,null,null,null,null,null,null,"/","/",null,"/","/",null,"/","/",null,"/","/",null,"/","/",null,"/","/"]
["10.16.1",null,"A","Telefonska - RJ11 za montažu u dozni fi 60mm","Phone - RJ11 for mounting in enclosure fi 60mm","m",{"$f":"CENA!G256","v":0},{"$f":"J265+M265+P265+S265+AQ265+CJ265+DK265+FD265+V265+Y265+AB265+AE265+AH265+AK265+AN265+AT265+AW265+AZ265+BC265+BF265+BI265+BL265+BO265+BR265+BU265+BX265+CA265+CD265+CG265+CM265+CP265+CS265+CV265+CY265+DB265+DE265+DH265+DN265+DQ265+DT265+DW265+DZ265+EC265+EF265+EI265+EL265+EO265+ER265+EU265+EX265+FA265+FG265+FJ265+FM265+FP265+FS265+FV265+FY265+GB265+GE265+GH265+GK265+GN265+GQ265+GT265+GW265+GZ265+HC265+HF265+HI265+HL265+HO265+HR265+HU265+HX265+IA265+ID265+IG265+IJ265+IM265+IP265+IS265+IV265+IY265+JB265+JE265+JH265+JK265+JN265+JQ265+JT265+JW265+JZ265+KC265+KF265+KI265+KL265+KO265+KR265+KU265+KX265+LA265+LD265+LG265+LJ265+LM265+LP265+LS265+LV265+LY265+MB265+ME265+MH265+MK265+MN265+MQ265+MT265+MW265+MZ265+NC265+NF265+NI265+NL265+NO265+NR265+NU265+NX265+OA265+OD265+OG265+OJ265+OM265+OP265+OS265+OV265+OY265+PB265+PE265+PH265+PK265+PN265+PQ265+PT265+PW265+PZ265+QC265+QF265+QI265+QL265+QO265+QR265+QU265+QX265+RA265+RD265+RG265+RJ265+RM265+RP265+RS265+RV265+RY265+SB265+SE265+SH265+SK265+SN265+SQ265+ST265+SW265+SZ265+TC265+TF265+TI265+TL265+TO265+TR265+TU265+TX265+UA265+UD265+UG265+UJ265+UM265+UP265+US265","v":0},{"$f":"G265*H265","v":0},null,null,null,null,null,null,null,null,null,null,null,null,null,{"$f":"$G265*V265","v":0},null,null,{"$f":"$G265*Y265","v":0},null,null,{"$f":"$G265*AB265","v":0},null,null,{"$f":"$G265*AE265","v":0},null,null,{"$f":"$G265*AH265","v":0},null,null,{"$f":"$G265*AK265","v":0},null,null,{"$f":"$G265*AN265","v":0},null,null,{"$f":"$G265*AQ265","v":0},null,null,{"$f":"$G265*AT265","v":0},null,null,{"$f":"$G265*AW265","v":0},null,null,{"$f":"$G265*AZ265","v":0},null,null,{"$f":"$G265*BC265","v":0},null,null,{"$f":"$G265*BF265","v":0},null,null,{"$f":"$G265*BI265","v":0},null,null,{"$f":"$G265*BL265","v":0},null,null,{"$f":"$G265*BO265","v":0},null,null,{"$f":"$G265*BR265","v":0},null,null,{"$f":"$G265*BU265","v":0},null,0,{"$f":"$G265*BX265","v":0},null,null,{"$f":"$G265*CA265","v":0},null,null,{"$f":"$G265*CD265","v":0},null,null,{"$f":"$G265*CG265","v":0},null,null,{"$f":"$G265*CJ265","v":0},null,null,{"$f":"$G265*CM265","v":0},null,null,null,null,null,null,null,null,null,null,null,null,null,null,null,null,null,null,null,null,null,null,null,null,null,null,null,null,null,null,null,null,null,null,null,null,null,null,null,null,null,null,null,null,null,null,null,null,null,null,null,null,null,null,null,null,null,null,null,null,null,null,{"$f":"$G265*EX265","v":0},null,null,{"$f":"$G265*FA265","v":0},null,null,null,null,null,null,null,null,null,null,null,{"$f":"$G265*FM265","v":0},null,null,null,null,null,null,null,null,null,null,null,null,null,null,null,null,null,null,null,null,null,null,null,null,null,null,null,null,null,null,null,null,null,null,null,null,null,null,null,null,null,null,null,null,null,null,null,null,null,null,null,null,null,null,null,null,null,null,null,null,null,null,null,null,null,null,null,null,null,null,null,null,null,null,null,null,null,null,null,null,null,null,null,null,null,null,null,null,null,null,null,null,null,null,null,null,null,null,null,null,null,null,null,null,null,null,null,null,null,null,null,null,null,null,null,null,null,null,null,null,null,null,null,null,null,null,null,null,null,null,null,null,null,null,null,null,null,null,null,null,null,null,null,null,null,null,null,null,null,null,null,null,null,null,null,null,null,null,null,null,null,null,null,null,null,null,null,null,null,null,null,null,null,null,null,null,null,null,null,null,null,null,null,null,null,null,null,null,null,null,null,null,null,null,null,null,null,null,null,null,null,null,null,null,null,null,null,null,null,null,null,null,null,null,null,null,null,null,null,null,null,null,null,null,null,null,null,null,null,null,null,null,null,null,null,null,null,null,null,null,null,null,null,null,null,null,null,null,null,null,null,null,null,null,null,null,null,null,null,null,null,null,null,null,null,null,null,null,null,null,null,null,null,null,null,null,null,null,null,null,null,null,null,null,null,null,null,null,null,null,null,null,null,null,null,null,null,null,null,null,null,null,null,null,null,null,null,null,null,null,null,null,null,null,null,null,null,null,null,null,null,null,null,null,null,null,null,null,null,null,null,null,null,null,null,null,null,null,null,null,null,null,null,null,null,null,null,null,null,null,null,null,null,null,null,null,null,null,null,null,null,null,null,null,null,null,null,null,null,null,null,{"$f":"$G265*TU265","v":0},null,null,{"$f":"$G265*TX265","v":0},null,null,{"$f":"$G265*UA265","v":0},null,null,{"$f":"$G265*UD265","v":0},null,null,{"$f":"$G265*UG265","v":0},null,null,{"$f":"$G265*UJ265","v":0}]
["10.16.2",null,"B","RTV priključnica za montažu u dozni fi 60mm","RTV connector for mounting in enclosure fi 60 mm","kom/pcs",{"$f":"CENA!G257","v":0},0,0,null,null,null,null,null,null,null,null,null,null,null,null,null,{"$f":"$G266*V266","v":0},null,null,{"$f":"$G266*Y266","v":0},null,null,{"$f":"$G266*AB266","v":0},null,null,{"$f":"$G266*AE266","v":0},null,null,{"$f":"$G266*AH266","v":0},null,null,{"$f":"$G266*AK266","v":0},null,null,{"$f":"$G266*AN266","v":0},null,null,{"$f":"$G266*AQ266","v":0},null,null,{"$f":"$G266*AT266","v":0},null,null,{"$f":"$G266*AW266","v":0},null,null,0,null,null,{"$f":"$G266*BC266","v":0},null,null,0,null,null,{"$f":"$G266*BI266","v":0},null,null,{"$f":"$G266*BL266","v":0},null,null,{"$f":"$G266*BO266","v":0},null,null,{"$f":"$G266*BR266","v":0},null,null,{"$f":"$G266*BU266","v":0},null,0,{"$f":"$G266*BX266","v":0},null,null,{"$f":"$G266*CA266","v":0},null,null,{"$f":"$G266*CD266","v":0},null,null,{"$f":"$G266*CG266","v":0},null,null,0,null,null,0,null,null,null,null,null,null,null,null,null,null,null,null,null,null,null,null,null,null,null,null,null,null,null,null,null,null,null,null,null,null,null,null,null,null,null,null,null,null,null,null,null,null,null,null,null,null,null,null,null,null,null,null,null,null,null,null,null,null,null,null,null,null,{"$f":"$G266*EX266","v":0},null,null,{"$f":"$G266*FA266","v":0},null,null,null,null,null,null,null,null,null,null,null,{"$f":"$G266*FM266","v":0},null,null,null,null,null,null,null,null,null,null,null,null,null,null,null,null,null,null,null,null,null,null,null,null,null,null,null,null,null,null,null,null,null,null,null,null,null,null,null,null,null,null,null,null,null,null,null,null,null,null,null,null,null,null,null,null,null,null,null,null,null,null,null,null,null,null,null,null,null,null,null,null,null,null,null,null,null,null,null,null,null,null,null,null,null,null,null,null,null,null,null,null,null,null,null,null,null,null,null,null,null,null,null,null,null,null,null,null,null,null,null,null,null,null,null,null,null,null,null,null,null,null,null,null,null,null,null,null,null,null,null,null,null,null,null,null,null,null,null,null,null,null,null,null,null,null,null,null,null,null,null,null,null,null,null,null,null,null,null,null,null,null,null,null,null,null,null,null,null,null,null,null,null,null,null,null,null,null,null,null,null,null,null,null,null,null,null,null,null,null,null,null,null,null,null,null,null,null,null,null,null,null,null,null,null,null,null,null,null,null,null,null,null,null,null,null,null,null,null,null,null,null,null,null,null,null,null,null,null,null,null,null,null,null,null,null,null,null,null,null,null,null,null,null,null,null,null,null,null,null,null,null,null,null,null,null,null,null,null,null,null,null,null,null,null,null,null,null,null,null,null,null,null,null,null,null,null,null,null,null,null,null,null,null,null,null,null,null,null,null,null,null,null,null,null,null,null,null,null,null,null,null,null,null,null,null,null,null,null,null,null,null,null,null,null,null,null,null,null,null,null,null,null,null,null,null,null,null,null,null,null,null,null,null,null,null,null,null,null,null,null,null,null,null,null,null,null,null,null,null,null,null,null,null,null,null,null,null,null,null,null,null,null,null,null,null,null,null,null,null,null,0,null,null,{"$f":"$G266*TX266","v":0},null,null,{"$f":"$G266*UA266","v":0},null,null,{"$f":"$G266*UD266","v":0},null,null,{"$f":"$G266*UG266","v":0},null,null,{"$f":"$G266*UJ266","v":0}]
[null,null,null,null,null,null,null,null,{"$f":"SUM(I14:I266)","v":0},null,null,null,null,null,null,null,null,null,null,null,null,null,{"$f":"SUM(W14:W266)","v":0},null,null,{"$f":"SUM(Z14:Z266)","v":0},null,null,{"$f":"SUM(AC14:AC266)","v":0},null,null,{"$f":"SUM(AF14:AF266)","v":0},null,null,{"$f":"SUM(AI14:AI266)","v":0},null,null,{"$f":"SUM(AL14:AL266)","v":0},null,null,{"$f":"SUM(AO14:AO266)","v":0},null,null,{"$f":"SUM(AR14:AR266)","v":0},null,null,{"$f":"SUM(AU14:AU266)","v":0},null,null,{"$f":"SUM(AX14:AX266)","v":0},null,null,{"$f":"SUM(BA14:BA266)","v":0},null,null,{"$f":"SUM(BD14:BD266)","v":0},null,null,{"$f":"SUM(BG14:BG266)","v":0},null,null,{"$f":"SUM(BJ14:BJ266)","v":0},null,null,{"$f":"SUM(BM14:BM266)","v":0},null,null,{"$f":"SUM(BP14:BP266)","v":0},null,null,{"$f":"SUM(BS14:BS266)","v":0},null,null,{"$f":"SUM(BV14:BV266)","v":0},null,null,{"$f":"SUM(BY14:BY266)","v":0},null,null,{"$f":"SUM(CB14:CB266)","v":0},null,null,{"$f":"SUM(CE14:CE266)","v":0},null,null,{"$f":"SUM(CH14:CH266)","v":0},null,null,{"$f":"SUM(CK14:CK266)","v":0},null,null,{"$f":"SUM(CN14:CN266)","v":0},null,null,null,null,null,null,null,null,null,null,null,null,null,null,null,null,null,null,null,null,null,null,null,null,null,null,null,null,null,null,null,null,null,null,null,null,null,null,null,null,null,null,null,null,null,null,null,null,null,null,null,null,null,null,null,null,null,null,null,null,null,null,{"$f":"SUM(EY14:EY266)","v":0},null,null,{"$f":"SUM(FB14:FB266)","v":0},null,null,null,null,null,null,null,null,null,null,null,{"$f":"SUM(FN14:FN266)","v":0},null,null,null,null,null,null,null,null,null,null,null,null,null,null,null,null,null,null,null,null,null,null,null,null,null,null,null,null,null,null,null,null,null,null,null,null,null,null,null,null,null,null,null,null,null,null,null,null,null,null,null,null,null,null,null,null,null,null,null,null,null,null,null,null,null,null,null,null,null,null,null,null,null,null,null,null,null,null,null,null,null,null,null,null,null,null,null,null,null,null,null,null,null,null,null,null,null,null,null,null,null,null,null,null,null,null,null,null,null,null,null,null,null,null,null,null,null,null,null,null,null,null,null,null,null,null,null,null,null,null,null,null,null,null,null,null,null,null,null,null,null,null,null,null,null,null,null,null,null,null,null,null,null,null,null,null,null,null,null,null,null,null,null,null,null,null,null,null,null,null,null,null,null,null,null,null,null,null,null,null,null,null,null,null,null,null,null,null,null,null,null,null,null,null,null,null,null,null,null,null,null,null,null,null,null,null,null,null,null,null,null,null,null,null,null,null,null,null,null,null,null,null,null,null,null,null,null,null,null,null,null,null,null,null,null,null,null,null,null,null,null,null,null,null,null,null,null,null,null,null,null,null,null,null,null,null,null,null,null,null,null,null,null,null,null,null,null,null,null,null,null,null,null,null,null,null,null,null,null,null,null,null,null,null,null,null,null,null,null,null,null,null,null,null,null,null,null,null,null,null,null,null,null,null,null,null,null,null,null,null,null,null,null,null,null,null,null,null,null,null,null,null,null,null,null,null,null,null,null,null,null,null,null,null,null,null,null,null,null,null,null,null,null,null,null,null,null,null,null,null,null,null,null,null,null,null,null,null,null,null,null,null,null,null,null,null,null,null,null,null,null,{"$f":"SUM(TV14:TV266)","v":0},null,null,{"$f":"SUM(TY14:TY266)","v":0},null,null,{"$f":"SUM(UB14:UB266)","v":0},null,null,{"$f":"SUM(UE14:UE266)","v":0},null,null,{"$f":"SUM(UH14:UH266)","v":0},null,null,{"$f":"SUM(UK14:UK266)","v":0}]

{"sheet":"vendors list","index":3,"n_rows":257,"n_cols":9,"rows_kept":257,"cut":false,"hidden":false,"merged":[]}
[]
["KOD/\nCODE",null,null,"Opis građevinskog materijala ","Description of building materials","Jed.\nprod./\nUNIT","Proizvođač/ Manufacturer","Oznaka proizvoda/ Product label","Napomena/ Remark"]
[]
[1,"A",null,"OSNOVNI GRAĐEVINSKI MATERIJAL","BASIC BUILDING MATERIALS"]
["1.1","O",1,"Cement  za betone do MB 30","Cement for concrete up to 30 MB","kg"]
["1.2","O",2,"Hidratisani gašeni kreč pripremljen u prahu","Hydrated slaked lime powdered","kg"]
["1.3","O",3,"Rebrasto betonsko gvožđe (RA) ","Ribbed reinforcement steel","/",{"$f":"KORISNICI!G16","v":"/"},{"$f":"KORISNICI!H16","v":"/"},{"$f":"KORISNICI!I16","v":"/"}]
["1.3.1",null,"A","10 mm   - dužine 12m","10 mm   - length 12m ","kg"]
["1.3.2",null,"B","12 mm   - dužine 12m","12 mm   - length 12m","kg"]
["1.3.3",null,"C","14 mm   - dužine 12m","14 mm   - length 12m","kg"]
["1.3.4",null,"D","16 mm   - dužine 12m","16 mm   - length 12m","kg"]
["1.4","O",4,"Glatko betonsko gvožđe (GA) ","Glibly reinforcement steel","/",{"$f":"KORISNICI!G21","v":"/"},{"$f":"KORISNICI!H21","v":"/"},{"$f":"KORISNICI!I21","v":"/"}]
["1.4.1",null,"B","  8 mm   - dužine 12m","  8 mm   - length 12m","kg"]
["1.4.2",null,"C","10 mm  - dužine 12m","10 mm  - length 12m","kg"]
["1.5","O",5,"Armaturna betonska mreža \ndim. (dxš) 6000 x 2150 = 12,9 m2/kom","Reinforcement mesh\ndim. (lxw) 6000 x 2150 = 12,9 m2/pcs","/",{"$f":"KORISNICI!G24","v":"/"},{"$f":"KORISNICI!H24","v":"/"},{"$f":"KORISNICI!I24","v":"/"}]
["1.5.1",null,"A","Q84    /4x4/150x150/ ","Q84    /4x4/150x150/ ","kg"]
["1.5.2",null,"B","Q131  /5x5/150x150/ ","Q131  /5x5/150x150/ ","kg"]
["1.5.3",null,"C","Q188  /6x6/150x150/ ","Q188  /6x6/150x150/ ","kg"]
["1.5.4",null,"D","Q283  /6x6/100x100/","Q283  /6x6/100x100/","kg"]
["1.5.5",null,"E","Q335  /8x8/150x150/","Q335  /8x8/150x150/","kg"]
[]
[2,"Z",null,"MATERIJAL ZA ZIDANJE, MALTERISANJE, GLETOVANJE I FARBANJE","MASONRY, PLASTERING FAIRING AND PAINTING MATERIAL"]
["2.1","Z",1,"Giter blok (d/š/v) 250x190x190 mm","Gitter block (l/w/h) 250x190x190 mm","kom/pcs"]
["2.2","Z",2,"Giter polublok (12cm) (d/š/v) 250x120x190mm","Gitter half block (12cm) (l/w/h) 250x120x190mm","kom/pcs"]
["2.3","Z",3,"Opeka puna (d/š/v) 250x120x65 mm","Brick (full-without holes) (l/w/h) 250x120x65 mm","kom/pcs"]
["2.4","Z",4,"Blok od porobetona za pregradni zid\n(d/š/v) 625x200x200 mm","Aerated concrete block for partition wall\n(l/w/h) 625x200x200 mm","kom/pcs"]
["2.5","Z",5,"Fert nosači (gredice)\nDužina nosača je jednaka dužini binora = \nširina otvora između zidova + 30 cm.\nBroj gredica = dužina prostorije x 0,40","Fert beams\nBoom length is equal to the length of Binor =\nwidth of the openings between the walls + 30 cm.\nNumber of beams = length of room x 0.40","/",{"$f":"KORISNICI!G36","v":"/"},{"$f":"KORISNICI!H36","v":"/"},{"$f":"KORISNICI!I36","v":"/"}]
["2.5.1",null,"A","0,00-3,90 m ","0,00-3,90 m ","m1"]
["2.5.2",null,"B","3,91-4,50 m ","3,91-4,50 m ","m1"]
["2.5.3",null,"C","4,51-4,90 m ","4,51-4,90 m ","m1"]
["2.5.4",null,"D","4,91-5,30 m ","4,91-5,30 m ","m1"]
["2.5.5",null,"E","5,31-5,90 m ","5,31-5,90 m ","m1"]
["2.5.6",null,"F","5,91-6,30 m ","5,91-6,30 m ","m1"]
["2.6","Z",6,"Fert ispuna (d/š/v) 245x285/275x160 mm ","Fert fillings (l/w/h) 245x285/275x160 mm ","kom/pcs"]
["2.7","Z",7,"Malter za zidanje \nPripremljeno krečno - cementno vezivo","Mortar for masonry\nPrepared lime - cement binder","kg"]
["2.8","Z",8,"Malter za malterisanje \nPripremljeno krečno - cementno vezivo","Mortar for plastering\nPrepared lime - cement binder","kg"]
["2.9","Z",9,"Krečna glet masa\nBezcementna krečna masa za gletovanje","Lime smoothing mass\nNo cement lime compound for smoothing","kg"]
["2.10","Z",10,"Poludisperzivna boja \nPoludisperziona boja  razrediva vodom","Semi dispersion paint","kg"]
[]
["3","K",null,"MATERIJAL ZA KROVNU KONSTRUKCIJU, KROVNI POKRIVAČ, OSB I GIPS KARONSKE TABLE","ROOF CONSTRUCTION AND ROOFING MATERIAL, OSB AND PLASTERBOARD TABLE"]
["3.1","K",1,"Presovani glineni crep I klase\ndimenzija: 400-450x245-275 mm","Pressed clay tiles class 1\ndim: 400-450x245-275 mm","kom/pcs"]
["3.2","K",3,"Biber crep I klase dimenzija: 180x380 mm","Biber clay tiles class 1 dim: 180x380 mm","kom/pcs"]
["3.3","K",2,"Slemeni crep I klase (žljebnjak)","Ridge clay tiles class 1","kom/pcs"]
["3.4","K",4,"Paropropusna i vodonepropusna krovna  folija kontrola vodene pare iznad termoizolacije","Vapour permeable and waterproof roof sheeting control of water vapor above the insulation","m2"]
["3.5","K",5,"Staklena mineralna vuna \ntermoizolacija potkrovlja između rogova","Glass Mineral Wool \nloft insulation between the rafters","/",{"$f":"KORISNICI!G54","v":"/"},{"$f":"KORISNICI!H54","v":"/"},{"$f":"KORISNICI!I54","v":"/"}]
["3.5.1",null,"A","debljina d=10 cm  ","thickness d=10 cm  ","m2"]
["3.5.2",null,"B","debljina d=12 cm  ","thickness d=12 cm  ","m2"]
["3.5.3",null,"C","debljina d=14 cm  ","thickness d=14 cm  ","m2"]
["3.6","K",6,"Parna brana\nkontrola vodene pare ispod termoizolacije","Vapor barrier \ncontrol of water vapor below the insulation","m2"]
["3.7","K",7,"Čamova rezana građa različitog preseka\ndužine 400 cm","Fir lumber of different cross-section\nlength 400 cm","/",{"$f":"KORISNICI!G59","v":"/"},{"$f":"KORISNICI!H59","v":"/"},{"$f":"KORISNICI!I59","v":"/"}]
["3.7.1",null,"A","Rog/Venčanica/Raspinjača           10/12 cm","rafters / wall plate / ridge collar 10/12 cm","m3"]
["3.7.2",null,"B","Rog/Stub/Grebenjača/Slemenja.   12/14 cm","column / pile / hip rafter / ridge 12/14 cm","m3"]
["3.7.3",null,"C","Stub/Grebenjača                         14/14 cm","column / hip rafter 14/14 cm","m3"]
["3.7.4",null,"H","Tavanjače                                   18/26 cm","attic beams 18/26 cm","m3"]
["3.8","K",8,"Čamova rezana građa različitog preseka\ndužine 600 cm","Fir lumber of different cross-section\nlength 600 cm","/",{"$f":"KORISNICI!G64","v":"/"},{"$f":"KORISNICI!H64","v":"/"},{"$f":"KORISNICI!I64","v":"/"}]
["3.8.1",null,"A","Rog/Venčanica/Raspinjača          10/12 cm","rafters / wall plate / ridge collar 10/12 cm","m3"]
["3.8.2",null,"B","Rog/Stub/Grebenjača/Slemenja.   12/14 cm","column / pile / hip rafter / ridge 12/14 cm","m3"]
["3.8.3",null,"C","Stub/Grebenjača                         14/14 cm","column / hip rafter 14/14 cm","m3"]
["3.8.4",null,"D","Rožnjača                                    14/16 cm","Purlin 14/16 cm","m3"]
["3.8.5",null,"E","Kosnik/Pajanta                           10/10 cm","Strut 10/10 cm","m3"]
["3.8.6",null,"F","Klešta                                         6/12 cm","Collar tie 6/12 cm","m3"]
["3.8.7",null,"G","Krovna štafla                                5/8  cm","Roof battens 5/8  cm","m3"]
["3.8.8",null,"H","Tavanjače                                   18/26 cm","attic beams 18/26 cm","m3"]
["3.9","K",9,"Građevinska daska - fosna\n4,8/25/400 cm","Fir board\n4,8/25/400 cm","m3"]
["3.10","K",10,"Krovna daska od čamove rezane građe \n2,4-2,5/15 cm, isporučuje se dužine l=3,0 metra","Roof fir board\n2,4-2,5/15 cm, lenght l=3,0 m","m3"]
["3.11","K",11,"Krovna letva od čamove rezane građe \n 3 / 5 cm , isporučuje se dužine l=3,0 metra","Fir batten\n 3 / 5 cm , lenght l=3,0 m","m1"]
["3.12","K",12,"OSB3  vlagootporne konstruktivne ploče\nd=18 mm / dim. 2440 x 1220","OSB3  moisture resistant structural panels\nd=18 mm / dim. 2440 x 1220","kom/pcs"]
["3.13","K",13,"Standardne gips kartonske ploče - Tip A\ndimenzije: 1200-1250 x 2000 mm","Standard plasterboard table - Type A\ndim: 1200-1250 x 2000 mm","kom/pcs"]
["3.14","K",14,"Vlagootporne gips kartonske ploče - Tip H2\ndimenzije: 1200-1250 x 2000 mm","Moisture resistant Plasterboard - Type H2\ndim: 1200-1250 x 2000 mm","kom/pcs"]
["3.15","K",15,"Čelični pocinkovani i farbani olučni elementi prečnika: Ø 100 mm dužine 600 cm","Galvanized steel and painted gutter elements diameter: Ø 100 mm length 600 cm","/",{"$f":"KORISNICI!G79","v":"/"},{"$f":"KORISNICI!H79","v":"/"},{"$f":"KORISNICI!I79","v":"/"}]
["3.15.1",null,"A","Horizontalni polukružni","horizontal semicircular gutter","kom/pcs"]
["3.15.2",null,"B","Vertikalni kružni oluk","Vertical circular gutter","kom/pcs"]
[]
["4","P",null,"MATERIJAL ZA PODOVE, LAMINAT, PLOČICE I XPS","FLOORING, LAMINATE, TILES AND XPS"]
["4.1","P",1,"Unutrašnje podne keramičke pločice\nMin. dimenzije pločica: 200x300 mm","Floor tiles for inside\nMin. tile size: 200x300 mm","m2"]
["4.2","P",2,"Unutrašnje zidne keramičke pločice \nMin. dimenzije pločica: 200x300 mm","Wall tiles for inside\nMin. tile size: 200x300 mm","m2"]
["4.3","P",3,"Lepak za keramičke pločice\nFleksibilni, polimer-cementni lepak","Glue for ceramic tiles\nFlexible, polymer-cement glue","kg"]
["4.4","P",4,"Fleksibilna masa za fugovanje\nVodoodbojna fug masa na bazi cementa","Flexible mass for grouting\nWaterproof grout cement based","kg"]
["4.5","P",5,"Laminat - jakopresovani (HLP)\nsa klik sistemom, dezen: hrast natur (prirodni)","Laminate (HLP)\nwith click system, design: oak natural (natural)","m2"]
["4.6","P",6,"Lajsne za laminat od medijapana \nmaterijal: medijapan / MDF","Moldings for laminate MDF\nMaterial: MDF / MDF","m1"]
["4.7","P",7,"Podloga za laminat od polietilenske pene\nSunđerasta podloga za laminat","The base for laminate of polyethylene foam\nFoam base for laminate","m2"]
["4.8","P",8,"Cementni suvi estrih (cementna košuljica).\nPripremljeno cementno praškasto vezivo","Cement dry screed (cement screed)\nPrepared cement powder binder","kg"]
["4.9","P",9,"Građevinska PVC folija Za razdvajanje cementne košuljice od termo izolacije.","PVC foil for construction. To separate the cement screed of thermal insulation.","m2"]
["4.10","P",10,"Stirodur (XPS za izolaciju na podovima)\nploča od ekstrudirane polistirenske pene","Stirodur (XPS insulation for floors)\npanel of extruded polystyrene foam","/",{"$f":"KORISNICI!G93","v":"/"},{"$f":"KORISNICI!H93","v":"/"},{"$f":"KORISNICI!I93","v":"/"}]
["4.10.1",null,"A","debljine d=2 cm","d=2 cm","m2"]
["4.10.2",null,"B","debljine d=5 cm","d=5 cm","m2"]
[]
["5","F",null,"MATERIJAL ZA IZRADU FASADE","FACADE MATERIAL"]
["5.1","F",1,"EPS za termoizolaciju fasadnih zidova\nploča od ekspandiranog polistirena ","Thermal insulation for facade walls (EPS)\nplates made of expanded polystyrene","/",{"$f":"KORISNICI!G98","v":"/"},{"$f":"KORISNICI!H98","v":"/"},{"$f":"KORISNICI!I98","v":"/"}]
["5.1.1",null,"A","debljina d=8 cm","d=8 cm","m2"]
["5.1.2",null,"B","debljina d=10 cm","d=10 cm","m2"]
["5.1.3",null,"C","debljina d=12 cm","d=12 cm","m2"]
["5.1.4",null,"D","debljina d=14 cm","d=14 cm","m2"]
["5.2","F",2,"GrađevinskI lepak za EPS ploče \ncementni lepak namenjen za lepljenje ploča od ekspandiranog polistirena (EPS) i armiranje armaturne (rabic) mrežice ","Construction glue for EPS plates\ncement adhesive for gluing plates made of expanded polystyrene (EPS) and reinforcing wire (rabic) net","kg"]
["5.3","F",3,"Armaturna (rabic) staklena mrežica.\nVisokokvalitetna alkalno postojana staklena mrežica","Reinforcing (rabic) fiberglass mesh\nHigh quality alkali resistant fiberglass mesh","m2"]
["5.4","F",4,"Aktivni predpremaz pre nanošenja tankoslojnog fasadnog maltera.\npredpremaz za izjednačavanje upijanja - podloga","Active primer before applying the thin-layer plaster primer for the equalization of absorption surface","kg"]
["5.5","F",5,"Fasadni tankoslojni akrilni malter\nZavršni malter u pastoznom stanju, namenjen za zaštitu fasadnih zidnih površina","Facade thin-layer acrylic plaster\nFinishing plaster in paste-like state, intended for the protection of facade wall surfaces","/",{"$f":"KORISNICI!G106","v":"/"},{"$f":"KORISNICI!H106","v":"/"},{"$f":"KORISNICI!I106","v":"/"}]
["5.5.1",null,"A","boja približna RAL 1034 -kajsija ","color similar to RAL 1034-apricot","kg"]
["5.5.2",null,"B","boja približna RAL 6005 -pastelno zelena","color similar to RAL 6005 pastel-green","kg"]
["5.5.3",null,"C","boja približna RAL 5023 -pastelno plava","color similar to RAL 5023 pastel-blue","kg"]
["5.5.4",null,"D","boja približna RAL 3011 -pastelno crvena","color similar to RAL 3011 pastel-red","kg"]
["5.5.5",null,"E","boja približna RAL 8002 -braon","color similar to RAL 8002 brown","kg"]
[]
["6","H",null,"MATERIJAL ZA HIDRO IZOLACIJE","WATERPROOFING MATERIAL"]
["6.1","H",1,"Bitulit (prethodni premaz za hidroizolaciju)\nUpotrebljava se u isporučenom stanju (hladan  postupak ) bez zagrevanja","Bitulit (previous coating for waterproofing)\nIt is used as delivered (cold process) without heating","kg"]
["6.2","H",2,"Poliazbitol (hladni premaz za hidroizolaciju) Upotrebljava se u isporučenom stanju (hladan postupak) bez zagrevanja","POLYASBITOL (cold coating for waterproofing)\nIt is used as delivered (cold process) without heating","kg"]
["6.3","H",3,"Ter papir Bitumenska hidroizolaciona traka.","Ter paper Bituminous waterproofing tape.","m2"]
["6.4","H",4,"Kondor V-3 (hidroizolaciona traka)\nPlastomer-bitumenska traka, \nuložak stakleni voal, debljina:  ≥ 3 mm","Condor V-3 (waterproof tape)\nPlastomer-bituminous tape,\nglass mat, thickness: ≥ 3 mm","m2"]
[]
["7","S",null,"STOLARIJA","DOORS AND WINDOWS"]
["7.1","S",1,"Ulazna vrata od PVC-a (komplet pozicija). \nboja profila: bela RAL 9003\nbroj komora: ≥  5 komora\nširina x visina (zidarske mere)","Entrance door of PVC (set position)\nProfile color: white RAL 9003 \nNumber of chambers: ≥ 5 chambers \nwidth x height (masonry measures)","/",{"$f":"KORISNICI!G120","v":"/"},{"$f":"KORISNICI!H120","v":"/"},{"$f":"KORISNICI!I120","v":"/"}]
["7.1.1",null,"A","JK    90x210 cm - Leva       90 cm ","one wing  90x210 cm - Left      90 cm ","kom/pcs"]
["7.1.2",null,"B","JK    90x210 cm - Desna    90 cm","one wing  90x210 cm - Right    90 cm","kom/pcs"]
["7.1.3",null,"C","DK 120x210 cm - Leva       90+30 cm","two wings 120x210 cm - Left        90+30 cm","kom/pcs"]
["7.1.4",null,"D","DK 120x210 cm - Desna    90+30 cm","two wings 120x210 cm - Right    90+30 cm","kom/pcs"]
["7.2","S",2,"Prozori od PVC-a (komplet pozicija).\nVertikalno i horizontalno otvaranje, boja profila: bela RAL 9003, broj komora: ≥  5 komora\nširina x visina (zidarske mere)","Windows made of PVC (set position)\nVertical and horizontal opening, color profile: white RAL 9003, the number of chambers: ≥ 5 chambers \nwidth x height (masonry measures)","/",{"$f":"KORISNICI!G125","v":"/"},{"$f":"KORISNICI!H125","v":"/"},{"$f":"KORISNICI!I125","v":"/"}]
["7.2.1",null,"A","JK     60x60 cm ","one wing 60x60 cm ","kom/pcs"]
["7.2.2",null,"B","JK     80x80 cm","one wing 80x80 cm","kom/pcs"]
["7.2.3",null,"C","JK    80x120 cm    ","one wing 80x120 cm    ","kom/pcs"]
["7.2.4",null,"D","JK    80x140 cm    ","one wing 80x140 cm ","kom/pcs"]
["7.2.5",null,"E","JK  100x120 cm","one wing 100x120 cm","kom/pcs"]
["7.2.6",null,"F","JK  100x140 cm","one wing 100x140 cm","kom/pcs"]
["7.2.7",null,"G","DK  120x120 cm","two wings 120x120 cm","kom/pcs"]
["7.2.8",null,"H","DK  120x140 cm","two wings 120x140 cm","kom/pcs"]
["7.2.9",null,"I","DK  140x120 cm ","two wings 140x120 cm ","kom/pcs"]
["7.2.10",null,"J","DK  140x140 cm ","two wings 140x140 cm ","kom/pcs"]
["7.2.11",null,"K","DK  160x120 cm","two wings 160x120 cm","kom/pcs"]
["7.2.12",null,"L","DK  160x140 cm","two wings 160x140 cm","kom/pcs"]
["7.3","S",3,"Krovni prozor sa  aluminijumskom opšivkom od laminirane i impregnirane čamove građe","Roof window with aluminum flashings of laminated and impregnated fir timber","/",{"$f":"KORISNICI!G138","v":"/"},{"$f":"KORISNICI!H138","v":"/"},{"$f":"KORISNICI!I138","v":"/"}]
["7.3.1",null,"A","dimenzije 66 x 118   (širinaxvisina)","66 x 118 (width x height)","kom/pcs"]
["7.3.2",null,"B","dimenzije 78 x 98     (širinaxvisina)","78 x 98   (width x height)","kom/pcs"]
["7.3.3",null,"C","dimenzije 78 x 118   (širinaxvisina)","78 x 118 (width x height)","kom/pcs"]
["7.4","S",4,"Balkonska vrata od PVC-a (komplet pozicija). \nboja profila: bela RAL 9003\nbroj komora: ≥  5 komora\nširina x visina (zidarske mere)","Balcony doors from PVC (set position)\nProfile color: white RAL 9003 \nNumber of chambers: ≥ 5 chambers \nwidth x height (masonry measures)","/",{"$f":"KORISNICI!G142","v":"/"},{"$f":"KORISNICI!H142","v":"/"},{"$f":"KORISNICI!I142","v":"/"}]
["7.4.1",null,"A","JK     90x210 cm   - Leva","one wing  90x210 cm - Left     ","kom/pcs"]
["7.4.2",null,"B","JK     90x210 cm   - Desna ","one wing  90x210 cm - Right    ","kom/pcs"]
["7.4.3",null,"C","DK  140x210 cm","two wings 140x210 cm","kom/pcs"]
["7.5","S",5,"Unutrašnja vrata sa ispunom od kartonskog saća (komplet pozicija). \nširina x visina (spoljna mera futera)","Internal doors filled with cardboard honeycomb (set position)\nwidth x height (external measures footer)","/",{"$f":"KORISNICI!G146","v":"/"},{"$f":"KORISNICI!H146","v":"/"},{"$f":"KORISNICI!I146","v":"/"}]
["7.5.1",null,"A","70x205 cm - Leva  (dubina štoka 0-16 cm)","70x205 cm - Left     (depth door 0-16 cm)","kom/pcs"]
["7.5.2",null,"B","70x205 cm - Leva  (dubina štoka 16-30 cm)","70x205 cm - Left     (depth door 16-30 cm)","kom/pcs"]
["7.5.3",null,"C","70x205 cm - Desna (dubina štoka 0-16 cm)","70x205 cm - Right   (depth door  0-16 cm)","kom/pcs"]
["7.5.4",null,"D","70x205 cm - Desna (dubina štoka 16-30 cm)","70x205 cm - Right   (depth door  16-30 cm)","kom/pcs"]
["7.5.5",null,"E","80x205 cm - Leva  (dubina štoka 0-16 cm)","80x205 cm - Left     (depth door 0-16 cm)","kom/pcs"]
["7.5.6",null,"F","80x205 cm - Leva  (dubina štoka 16-30 cm)","80x205 cm - Left     (depth door 16-30 cm)","kom/pcs"]
["7.5.7",null,"G","80x205 cm - Desna (dubina štoka 0-16 cm)","80x205 cm - Right   (depth door  0-16 cm)","kom/pcs"]
["7.5.8",null,"H","80x205 cm - Desna (dubina štoka 16-30 cm)","80x205 cm - Right   (depth door  16-30 cm)","kom/pcs"]
["7.5.9",null,"I","90x205 cm - Leva  (dubina štoka 0-16 cm)","90x205 cm - Left     (depth door 0-16 cm)","kom/pcs"]
["7.5.10",null,"J","90x205 cm - Leva  (dubina štoka 16-30 cm)","90x205 cm - Left     (depth door 16-30 cm)","kom/pcs"]
["7.5.11",null,"K","90x205 cm - Desna (dubina štoka 0-16 cm)","90x205 cm - Right   (depth door  0-16 cm)","kom/pcs"]
["7.5.12",null,"L","90x205 cm - Desna (dubina štoka 16-30 cm)","90x205 cm - Right   (depth door  16-30 cm)","kom/pcs"]
[]
["8","D",null,"OSTALA OPREMA I MATERIJAL \n","OTHER EQUIPMENT AND SUPPLIES"]
["8.1","D",1,"Jednostruki dimnjak prečnika Ф 140 mm.\nTroslojni montažni dimnjački sistem namenjen za sva ložišta i sve vrste goriva, bez ventilacije.\nSastavljen je od: dimnjačke cevi od tehničke keramike, izolacije oko cevi dimnjaka od kamene vune minimalne specifične težine 80kg/m3, spoljneg dimnjačkog plašta od lakog betona, vatrostalnog lepka u kartušama, vatrootpornih i gasnonepropusnih atestiranih troslojnih vratanaca , kondenz posude, priključaka za reviziju i ložišta, krovne ploče od staklo betona, nosača tervola i tvrdih tervol ploča za priključke, ventilacione rešetke, dilatacione rozete od nerđajućeg čelika. \nSpoljna dimenzija dimnjačkog plašta za fi14cm=32x32cm.","A single chimney diameter 140 mm.\nThree-layer prefabricated chimney system designed for all furnaces and all types of fuel, with no ventilation. It is composed of: chimney pipe of technical ceramics, pipe insulation around the chimney of stone wool minimum specific weight of 80kg/m3, external chimney mantle of lightweight concrete, refractory adhesive in cartouches, fireproof and gas impermeable certified three-layer side door, condensate pots, connectors for the audit and furnaces, roof tiles of glass concrete girders Tervola and hard tervol plate connections, ventilation grilles, rosettes expansion of stainless steel. The external dimensions of the chimney sleeve fi14cm = 32x32cm.","m1"]
[]
["9","V",null,"Vodovod Kanalizacija Oprema","WATER SUPPLY AND SEWAGE"]
[null,null,null,"Vodovod","WATER SUPPLY"]
["9.1","V",1,"Vodovodne polietilenske cevi  PE 100 PN16\nza radni pritisak 16 bara (SDR 11)","Water supply polyethylene pipe PE 100 PN16\nthe working pressure of 16 bar (SDR 11)","/",{"$f":"KORISNICI!G165","v":"/"},{"$f":"KORISNICI!H165","v":"/"},{"$f":"KORISNICI!I165","v":"/"}]
["9.1.1",null,"A","d25  (s min. 2,3)    - 3/4\"","d25  (s min. 2,3)    - 3/4\"","m1"]
["9.1.2",null,"B","d32  (s min. 3,0)   -       1\"","d32  (s min. 3,0)   -       1\"","m1"]
["9.1.3",null,"C","d40  (s min. 3,7)   -  5/4\"","d40  (s min. 3,7)   -  5/4\"","m1"]
["9.2","V",2,"Vodovodne cevi  PP-R 80 PN20 \nza radni pritisak 20 bara, bele ili zelene boje\n(materijal: polipropilen-random kapolimer)","Water pipe PP-R 80 PN20 \nthe working pressure of 20 bar, white or green \n(material: polypropylene random kapolimer)","/",{"$f":"KORISNICI!G169","v":"/"},{"$f":"KORISNICI!H169","v":"/"},{"$f":"KORISNICI!I169","v":"/"}]
["9.2.1",null,"B","d20  (s min.   3,4)    - 1/2\"","d20  (s min.   3,4)    - 1/2\"","m1"]
["9.2.2",null,"C","d25  (s min.   4,2)    - 3/4\"","d25  (s min.   4,2)    - 3/4\"","m1"]
["9.2.3",null,"D","d32  (s min.   5,4)    -     1\"","d32  (s min.   5,4)    -     1\"","m1"]
["9.3","V",3,"Vodomer \nsa prirubnicama, holenderima i pripadajućom opremom za montažu, za pritisak do 16 bara","water gauge\nflanges, unions and associated equipment for assembly, for pressure up to 16 bar","/",{"$f":"KORISNICI!G173","v":"/"},{"$f":"KORISNICI!H173","v":"/"},{"$f":"KORISNICI!I173","v":"/"}]
["9.3.1",null,"A","horizontalni 3/4\"    ","Horizontal 3/4\"    ","kom/pcs"]
["9.3.2",null,"B","horizontalni     1\"    ","Horizontal     1\"    ","kom/pcs"]
["9.3.3",null,"C","horizontalni 5/4\"","Horizontal 5/4\"","kom/pcs"]
["9.4","V",4,"Ravni propusni ventil sa ogrankom za pražnjenje","Skip straight valve with a branch drain","/",{"$f":"KORISNICI!G177","v":"/"},{"$f":"KORISNICI!H177","v":"/"},{"$f":"KORISNICI!I177","v":"/"}]
["9.4.1",null,"A","d25  (s min. 2,3)    - 3/4\"","d25  (s min. 2,3)    - 3/4\"","kom/pcs"]
["9.4.2",null,"B","d32  (s min. 3,0)   -       1\"","d32  (s min. 3,0)   -       1\"","kom/pcs"]
["9.5","V",5,"Propusni ventil za uzidanje sa kapom ","Gate valve for the wall with cap","/",{"$f":"KORISNICI!G180","v":"/"},{"$f":"KORISNICI!H180","v":"/"},{"$f":"KORISNICI!I180","v":"/"}]
["9.5.1",null,"A","d20  (s min.   3,4)    - 1/2\"","d20  (s min.   3,4)    - 1/2\"","kom/pcs"]
["9.5.2",null,"B","d25  (s min.   4,2)    - 3/4\"","d25  (s min.   4,2)    - 3/4\"","kom/pcs"]
["9.5.3",null,"C","d32  (s min. 3,0)   -       1\"","d32  (s min. 3,0)   -       1\"","kom/pcs"]
["9.6","V",6,"Ugaoni \"EK\" sa kapom","Angle valve \"EK\" with cap","/",{"$f":"KORISNICI!G184","v":"/"},{"$f":"KORISNICI!H184","v":"/"},{"$f":"KORISNICI!I184","v":"/"}]
["9.6.1",null,"A","d20  (s min.   3,4)    - 1/2\"","d20  (s min.   3,4)    - 1/2\"","kom/pcs"]
["9.7","V",7,"Termička izolacija vodovodnih cevi  -tipa plamaflex ISO ili sl.","Thermal insulation of water pipes-type PLAMAFLEX ISO etc..","/",{"$f":"KORISNICI!G186","v":"/"},{"$f":"KORISNICI!H186","v":"/"},{"$f":"KORISNICI!I186","v":"/"}]
["9.7.1",null,"B","d20   (22/9)   - 1/2\"","d20   (22/9)   - 1/2\"","m1"]
["9.7.2",null,"C","d25   (25/9) - 3/4\"","d25   (25/9) - 3/4\"","m1"]
["9.7.3",null,"D","d32   (35/9)-     1\"","d32   (35/9)-     1\"","m1"]
[null,null,null,"Kanalizacija","SEWAGE"]
["9.8","V",8,"PVC kanalizacione cevi SDR 41 / SN4 / PN5\nza spoljni razvod, kućna i ulična kanalizacija","PVC sewer pipe SDR 41 / CH4 / PN5\nfor external distribution, household and street sewage","/",{"$f":"KORISNICI!G191","v":"/"},{"$f":"KORISNICI!H191","v":"/"},{"$f":"KORISNICI!I191","v":"/"}]
["9.8.1",null,"A","d110 (s min.   3,2)    dužina 6,0m","d110 (s min.   3,2)    length 6,0m","kom/pcs"]
["9.8.2",null,"B","d160 (s min.   4,0)    dužina 6,0m","d160 (s min.   4,0)    length 6,0m","kom/pcs"]
["9.9","V",9,"Plastične PP cevi SDR 51 / SN2 / PN4\nza unutrašnji (kućni) razvod, kućna kanalizacija","Plastic PP pipes SDR 51 / SN2 / PN4\nfor internal (home) distribution, household sewage","/",{"$f":"KORISNICI!G194","v":"/"},{"$f":"KORISNICI!H194","v":"/"},{"$f":"KORISNICI!I194","v":"/"}]
["9.9.1",null,"A","d50     (s min.   1,8)    dužina 3,0m","d50     (s min.   1,8)    length 3,0m","kom/pcs"]
["9.9.2",null,"B","d75     (s min.   1,9)    dužina 3,0m","d75     (s min.   1,9)    length 3,0m","kom/pcs"]
["9.9.3",null,"C","d110  (s min.   2,7)    dužina 3,0m","d110  (s min.   2,7)    length 3,0m","kom/pcs"]
["9.10","V",10,"Plitki PE podni slivnik d50 sa horizontalnim odvodom dimenzija 150x150mm","Shallow PE floor drain with horizontal outlet d50 size 150x150mm","kom/pcs"]
["9.11","V",11,"Zidni sifoni sa odvodnom mesinganom cevi d32 (mašina za pranje veša i sudova)","Wall siphon with drainage brass tubes d32 (washing machines, dishwashers)","kom/pcs"]
[null,null,null,"Oprema u kupatilu","BATHROOM EQUPIMENT"]
["9.12","V",12,"WC šolja od keramike  I klase","Ceramic toilet bowl class 1","kom/pcs"]
["9.13","V",13,"Niskomontažni plastični predzidni vodokotlić \nza nisku montažu iznad wc šolje sa plovkom i svim potrebnim delovima za funkcionisanje vodokotlića","Low mounting plastic-wall toilet tank\nfor low installation above the toilet bowl float and all the parts required for the operation of flushing","kom/pcs"]
["9.14","V",14,"Umivaonikom sa stubom od keramike  I klase","Washbasin with ceramic pillar class 1","kom/pcs"]
["9.15","V",15,"Pravougaona akrilna tuš kada\ndimenzija 90x90cm sa odlivnim ventilom","Rectangular acrylic shower \nsize 90x90cm with discharge valve","kom/pcs"]
["9.16","V",16,"Električni akumulacioni bojler 50l vertikalni \ngrejač 2 kW, napon 230V, kazan izrađen od emajliranog lima, sa  pratećim materijalom za ugradnju","Electric storage water heater 50l vertical \nheater 2 kW, 230V, caldron made ​​of enameled steel, with supporting material for installation","kom/pcs"]
["9.17","V",17,"Ogledalo sa etažerom (iznad umivaonika)\nčetvrtasto, min. dimenzija 80x60cm","Mirror with shelf above wash basin \nsquare, min. 80x60cm","kom/pcs"]
["9.18","V",18,"Baterije (slavine) \nhromirane baterije za hladnu i toplu vodu","Lever\nchrome lever for cold and hot water","/",{"$f":"KORISNICI!G207","v":"/"},{"$f":"KORISNICI!H207","v":"/"},{"$f":"KORISNICI!I207","v":"/"}]
["9.18.1",null,"A","za umivaonik jednoručna stojeća ","For washbasin single lever basin standing","kom/pcs"]
["9.18.2",null,"B","za tuš kadu (sa tuš ručicom i tuš crevom)\njednoručna sa poniklovanim savitljivim crevom","For shower bath (with shower head and shower hose) Single lever with nickel hoses","kom/pcs"]
["9.18.3",null,"C","za mašinu za veš i sudove, holender slavina DN20/15, s pripadajućom opremom za ugradnju ","for washing machine and dishwasher, union DN20/15 taps, and all the equipment for installation","kom/pcs"]
[null,null,null,"Oprema u kuhinji","KITCHEN EQUIPMENT"]
["9.19","V",19,"Korito sudopere od \"Inox \"-a (dvodelno)\n(izrađeno od plemenitog nerđajućeg čelika)\norjenacione dimenzije:  780 x 435 x 150 mm","kitchen sink \"Inox\" two-part\n(made of stainless steel)\napprox. dim:  780 x 435 x 150 mm","kom/pcs"]
["9.20","V",20,"Električni akumulacioni bojler 5l\nza ugradnju iznad sudopere, vertikalni grejač 2 kW, napon 230V, kazan izrađen od plastike\nsa  pratećim materijalom za ugradnju","Electric storage water heater 5l\nFitting over the sink, vertical heater 2 kW, 230V, caldron made ​​of plastic with the materials for installation","kom/pcs"]
["9.21","V",21,"Baterija za sudoperu jednoručna stojeća hromirana baterija za hladnu i toplu vodu ","Sink-standing single lever chrome mixer for hot and cold water","kom/pcs"]
[]
["10","E",null,"ELEKTRO MATERIJAL I OPREMA\n","Electrical materials and equipment"]
[null,null,null,"Kablovi i kablovski pribor","Electrical cables and cable accessories"]
["10.1","E",1,"Napojni kablovi","Power cables","/",{"$f":"KORISNICI!G218","v":"/"},{"$f":"KORISNICI!H218","v":"/"},{"$f":"KORISNICI!I218","v":"/"}]
["10.1.1",null,"A","X00-A      4x16 mm2","X00-A      4x16 mm2","m"]
["10.1.2",null,"B","PP00-Y   5x6    mm2","PP00-Y   5x6    mm2","m"]
["10.1.3",null,"C","PP00-Y   5x10  mm2","PP00-Y   5x10  mm2","m"]
["10.2","E",2,"Instalacioni kablovi","Installation cables","/",{"$f":"KORISNICI!G222","v":"/"},{"$f":"KORISNICI!H222","v":"/"},{"$f":"KORISNICI!I222","v":"/"}]
["10.2.1",null,"A","PP-Y       3x1,5  mm2","PP-Y       3x1,5  mm2","m"]
["10.2.2",null,"B","PP-Y       4x1,5  mm2","PP-Y       4x1,5  mm2","m"]
["10.2.3",null,"C","PP-Y       3x2,5  mm2","PP-Y       3x2,5  mm2","m"]
["10.2.4",null,"D","PP-Y       5x2,5  mm2","PP-Y       5x2,5  mm2","m"]
["10.3","E",3,"Instalacione PVC cevi","PVC pipe for installations of cables","/",{"$f":"KORISNICI!G227","v":"/"},{"$f":"KORISNICI!H227","v":"/"},{"$f":"KORISNICI!I227","v":"/"}]
["10.3.1",null,"A","fi 16mm2","fi 16mm2","m"]
["10.3.2",null,"B","fi 50mm2","fi 50mm2","m"]
[null,null,null,"Razvodne table i oprema","The junction boards and equipment"]
["10.4","E",4,"Razvodna tabla Stanska, za ugradnju na zid sa transparentim vratima, sa mestom za 18 modula, DIN šinom, IP40\nRazvodna tabla sadrži :\n1. Jednopolni instalacioni prekidač\n(automatski osigurač) za montažu na DIN šinu nom. napona 230V/400V, 50Hz; karakteristike B; prekidne moći 6kA:\n- nazivne struje 6A -komada 1,\n- nazivne struje 10A-komada 2\n- nazivne struje 16A- komada 9\n2. Signalna sijalica\nza signalizaciju tarife 230V za ugradnju u stansku razvodnu tablu, montažu na DIN šinu- komada 1;\n3. FID sklopka za ugradnju u stansku razvodnu tablu, montažu na DIN šinu\n-16A/30mA,  2-polna,   230V, 50Hz-komada 2; \n-25A/0,5A,    4-polna,    230V/400V, 50Hz- komada 1;\n3. Instalaciono zvono 230V, 50Hz; za ugradnju u stansku razvodnu tablu, montažu na DIN šinu-komada 1","Junction board (for flat) for wall mounting with transparent door, with space for 18 modules, DIN rail, IP40\nJunction board contains:","kom/pcs"]
[null,null,null,"Instalacioni materijal","Installation material"]
["10.5","E",5,"Instalaciona kutija\nza ugradnju u završnu obradu zida","Installation box\nfor installation in the wall","/",{"$f":"KORISNICI!G233","v":"/"},{"$f":"KORISNICI!H233","v":"/"},{"$f":"KORISNICI!I233","v":"/"}]
["10.5.1",null,"A","fi 60 mm","fi 60 mm","kom/pcs"]
["10.5.2",null,"B","fi 78 mm","fi 78 mm","kom/pcs"]
["10.5.3",null,"C","100x100mm","100x100mm","kom/pcs"]
["10.6","E",6,"Instalaciona priključnica IP20 za ugradnju u završnu obradu zida sa zaštitnim kontaktom","Installation socket IP20 for installation in the wall with a protection contact","/",{"$f":"KORISNICI!G237","v":"/"},{"$f":"KORISNICI!H237","v":"/"},{"$f":"KORISNICI!I237","v":"/"}]
["10.6.1",null,"A","16A, monofazna, 250 V","16A, single-phase, 250 V","kom/pcs"]
["10.6.2",null,"B","16A, monofazna, dupla, 250 V","16A, single-phase, double, 250 V","kom/pcs"]
["10.6.3",null,"C","16A, trofazna, 400V","16A, three-phase, 400V","kom/pcs"]
["10.7","E",7,"Instalaciona priključnica IP43 sa poklopcem za ugradnju u završnu obradu zida, sa zaštit. kontaktom, 16A, monofazna, 250 V","Installation socket IP43 with cover for use in wall with protection. contact, 16A, single-phase, 250 V","kom/pcs"]
["10.8","E",8,"Prekidači\n IP20 za ugradnju u završnu obradu zida","Switches \n IP20 for installation in wall","/",{"$f":"KORISNICI!G242","v":"/"},{"$f":"KORISNICI!H242","v":"/"},{"$f":"KORISNICI!I242","v":"/"}]
["10.8.1",null,"A","običan, 10A","regular, 10A","kom/pcs"]
["10.8.2",null,"B","serijski, 10A","serial, 10A","kom/pcs"]
["10.8.3",null,"C","za zvono ","for bell","kom/pcs"]
["10.8.4",null,"D","Instalacioni  prekidač \"KIP\" 16A","Installation switch \"KIP\" 16A","kom/pcs"]
["10.9","E",9,"Indikator za kupatilo\n sa tri sklopke 16A i signalnim sijalicama","The indicator for the bathroom \nThree switches 16A and signal lights","kom/pcs"]
[null,null,null,"Svetiljke","Lighting"]
["10.10","E",10,"Svetiljka za montažu na plafon  sa inkadescentnom sijalicom 60W, E-27, ","Luminaire to be mounted on the ceiling with a 60W incandescent bulb, E-27","/",{"$f":"KORISNICI!G249","v":"/"},{"$f":"KORISNICI!H249","v":"/"},{"$f":"KORISNICI!I249","v":"/"}]
["10.10.1",null,"A"," IP 43 za sanitarni čvor","IP 43 for toilet"]
["10.10.2",null,"B","IP 20 za unutrašnje prostorije","IP 20 for indoor rooms"]
[null,null,null,"Instalacija uzemljenja i gromobrana","Earthing and lightning protection"]
["10.11","E",11,"Pocinkovana traka","Galvanized strip",null,{"$f":"KORISNICI!G253","v":0},{"$f":"KORISNICI!H253","v":"/"},{"$f":"KORISNICI!I253","v":"/"}]
["10.11.1",null,"A","FeZn 25x4mm","FeZn 25x4mm","m"]
["10.11.2",null,"B","FeZn 20x3mm","FeZn 20x3mm","m"]
["10.12","E",12,"SIP ormarić (PS49) sa sabirnicom za izjednačenje potencijala","SIP boxes (PS 49) with bonding","kom/pcs"]
["10.13","E",13,"Provodnici za uzemljenje","Grounding conductors","/",{"$f":"KORISNICI!G257","v":"/"},{"$f":"KORISNICI!H257","v":"/"},{"$f":"KORISNICI!I257","v":"/"}]
["10.13.1",null,"A","PP00-Y  1x16mm2","PP00-Y  1x16mm2","m"]
["10.13.2",null,"B","P/F-Y      1x6mm2","P/F-Y      1x6mm2","m"]
["10.13.3",null,"C","P/F-Y      1x4mm2","P/F-Y      1x4mm2","m"]
[null,null,null,"Instalacija slabe struje","Installation of low voltage"]
["10.14","E",14,"Antenski koaksijalni kabl RG 6","Antenna Coaxial Cable RG 6","m"]
["10.15","E",15,"Telefonski kabl sa bakarnim provodnicima \nIY(St)Y 2x2x0.8mm","Telephone cable with copper conductors \nIY (St) Y 2x2x0.8mm","m"]
["10.16","E",16,"Priključnice","Connectors","/",{"$f":"KORISNICI!G264","v":"/"},{"$f":"KORISNICI!H264","v":"/"},{"$f":"KORISNICI!I264","v":"/"}]
["10.16.1",null,"A","Telefonska - RJ11 za montažu u dozni fi 60mm","Phone - RJ11 for mounting in enclosure fi 60mm","m"]
["10.16.2",null,"B","RTV priključnica za montažu u dozni fi 60mm","RTV connector for mounting in enclosure fi 60 mm","kom/pcs"]