{"text_format":"1","workbook":"xlsx","n_sheets":4,"sheets":["SUMMARY","CENA","KORISNICI","vendors list"],"not_rendered":{"charts":0,"images":0,"macros":1,"external_links":0,"defined_names":7,"comments":0,"pivot_tables":0},"unopened":[],"bounds":{"document_bytes":16777216,"sheet_cells":100000,"rows_first":2000,"rows_last":500,"rows_between":2000,"halvings":0,"cell_chars":16384,"cell_head_chars":4096},"cells_cut":0,"cells_raw":0,"read":"whole","date_system":"1900"}

{"sheet":"SUMMARY","index":0,"n_rows":18,"n_cols":3,"rows_kept":18,"cut":false,"hidden":false,"merged":[[12,2,12,5],[10,2,10,5],[15,2,15,5],[17,2,17,5],[18,2,18,5],[13,2,13,5],[11,2,11,5],[16,2,16,5]]}
[]
[]
[null,null,"SUMMARY / REKAPITULACIJA"]
[]
[]
[null,null,"SUM PRICE without VAT /\n UKUPNA CENA bez PDVa\n"]
[null,"UKUPNO/\nTOTAL",{"$f":"CENA!I258","v":0}]
[]
[]
[]
[null,"Napomena I:","štampati samo sheetove (SUMMARY, CENA)"]
[null,"Napomena II:","Na zahtev Naručioca, najkasnije 10 dana nakon zaključenja ugovora, Dobavljač je dužan da dostavi kompletno popunjenu Vendors listu u skladu sa zahtevima datim u delu C tenderskog dosijea, dokument: PROJEKTNI ZADATAK ZA GRAĐEVINSKI MATERIJAL."]
[null,null,"unositi cene samo u zeleno obeležen sheet u zelena polja (CENA) samo za pozicije za koje je zbir količina po materijalima različit od 0 (odnosno samo za pozicije za koje postoji količina)\nod G5 - G266 (jedinične cene)"]
[null,null,"popuniti zelena polja u VendorsList"]
[]
[null,"Remark I:","print only green sheet (SUMMARY, CENA)"]
[null,"Remark II:","At the request of the Contracting Authority, at the latest 10 days after the conclusion of the contract, the Supplier is obliged to submit the fully completed Vendors list in accordance with the requirements given in part C of the tender dossier, document: TERMS OF REFERNCES FOR THE CONSTRUCTION MATERIAL."]
[null,null,"The prices entered only in the green marked sheet in green cells (CENA) only for items for which the sum of the quantity of materials is different than 0 (only for items that have quantity)\nG5 - G266 (unit price)"]

{"sheet":"CENA","index":1,"n_rows":258,"n_cols":9,"rows_kept":258,"cut":false,"hidden":false,"merged":[]}
[]
["KOD/\nCODE",null,null,"Opis građevinskog materijala ","Description of building materials","Jed.\nprod./\nUNIT","Jedinična\nprod.cena/\nUNIT PRICE ","Zbir Količina po materijalima/\nSUM QTY","ZBIR UKUPNO PO MATERIJALIMA/\nSUM PRICE"]
[]
[1,"A",null,"OSNOVNI GRAĐEVINSKI MATERIJAL","BASIC BUILDING MATERIALS"]
["1.1","O",1,"Cement  za betone do MB 30","Cement for concrete up to 30 MB","kg",null,{"$f":"KORISNICI!H14","v":95050},{"$f":"G5*H5","v":0}]
["1.2","O",2,"Hidratisani gašeni kreč pripremljen u prahu","Hydrated slaked lime powdered","kg",null,{"$f":"KORISNICI!H15","v":3800},{"$f":"G6*H6","v":0}]
["1.3","O",3,"Rebrasto betonsko gvožđe (RA) ","Ribbed reinforcement steel","/","/","/","/"]
["1.3.1",null,"A","10 mm   - dužine 12m","10 mm   - length 12m ","kg",null,{"$f":"KORISNICI!H17","v":1555.74},{"$f":"G8*H8","v":0}]
["1.3.2",null,"B","12 mm   - dužine 12m","12 mm   - length 12m","kg",null,{"$f":"KORISNICI!H18","v":1693.2800000000002},0]
["1.3.3",null,"C","14 mm   - dužine 12m","14 mm   - length 12m","kg",null,{"$f":"KORISNICI!H19","v":0},0]
["1.3.4",null,"D","16 mm   - dužine 12m","16 mm   - length 12m","kg",null,{"$f":"KORISNICI!H20","v":0},0]
["1.4","O",4,"Glatko betonsko gvožđe (GA) ","Glibly reinforcement steel","/","/","/","/"]
["1.4.1",null,"B","  8 mm   - dužine 12m","  8 mm   - length 12m","kg",null,{"$f":"KORISNICI!H22","v":1431.4800000000002},{"$f":"G13*H13","v":0}]
["1.4.2",null,"C","10 mm  - dužine 12m","10 mm  - length 12m","kg",null,{"$f":"KORISNICI!H23","v":0},0]
["1.5","O",5,"Armaturna betonska mreža \ndim. (dxš) 6000 x 2150 = 12,9 m2/kom","Reinforcement mesh\ndim. (lxw) 6000 x 2150 = 12,9 m2/pcs","/","/","/","/"]
["1.5.1",null,"A","Q84    /4x4/150x150/ ","Q84    /4x4/150x150/ ","kg",null,{"$f":"KORISNICI!H25","v":0},{"$f":"G16*H16","v":0}]
["1.5.2",null,"B","Q131  /5x5/150x150/ ","Q131  /5x5/150x150/ ","kg",null,{"$f":"KORISNICI!H26","v":273.8},0]
["1.5.3",null,"C","Q188  /6x6/150x150/ ","Q188  /6x6/150x150/ ","kg",null,{"$f":"KORISNICI!H27","v":3275.1800000000003},0]
["1.5.4",null,"D","Q283  /6x6/100x100/","Q283  /6x6/100x100/","kg",null,{"$f":"KORISNICI!H28","v":0},0]
["1.5.5",null,"E","Q335  /8x8/150x150/","Q335  /8x8/150x150/","kg",null,{"$f":"KORISNICI!H29","v":491.54},0]
[]
[2,"Z",null,"MATERIJAL ZA ZIDANJE, MALTERISANJE, GLETOVANJE I FARBANJE","MASONRY, PLASTERING FAIRING AND PAINTING MATERIAL"]
["2.1","Z",1,"Giter blok (d/š/v) 250x190x190 mm","Gitter block (l/w/h) 250x190x190 mm","kom/pcs",null,{"$f":"KORISNICI!H32","v":17300},{"$f":"G23*H23","v":0}]
["2.2","Z",2,"Giter polublok (12cm) (d/š/v) 250x120x190mm","Gitter half block (12cm) (l/w/h) 250x120x190mm","kom/pcs",null,{"$f":"KORISNICI!H33","v":3780},0]
["2.3","Z",3,"Opeka puna (d/š/v) 250x120x65 mm","Brick (full-without holes) (l/w/h) 250x120x65 mm","kom/pcs",null,{"$f":"KORISNICI!H34","v":5632},0]
["2.4","Z",4,"Blok od porobetona za pregradni zid\n(d/š/v) 625x200x200 mm","Aerated concrete block for partition wall\n(l/w/h) 625x200x200 mm","kom/pcs",null,{"$f":"KORISNICI!H35","v":0},0]
["2.5","Z",5,"Fert nosači (gredice)\nDužina nosača je jednaka dužini binora = \nširina otvora između zidova + 30 cm.\nBroj gredica = dužina prostorije x 0,40","Fert beams\nBoom length is equal to the length of Binor =\nwidth of the openings between the walls + 30 cm.\nNumber of beams = length of room x 0.40","/","/","/","/"]
["2.5.1",null,"A","0,00-3,90 m ","0,00-3,90 m ","m1",null,{"$f":"KORISNICI!H37","v":230.1},{"$f":"G28*H28","v":0}]
["2.5.2",null,"B","3,91-4,50 m ","3,91-4,50 m ","m1",null,{"$f":"KORISNICI!H38","v":189},0]
["2.5.3",null,"C","4,51-4,90 m ","4,51-4,90 m ","m1",null,{"$f":"KORISNICI!H39","v":0},0]
["2.5.4",null,"D","4,91-5,30 m ","4,91-5,30 m ","m1",null,{"$f":"KORISNICI!H40","v":0},0]
["2.5.5",null,"E","5,31-5,90 m ","5,31-5,90 m ","m1",null,{"$f":"KORISNICI!H41","v":177},0]
["2.5.6",null,"F","5,91-6,30 m ","5,91-6,30 m ","m1",null,{"$f":"KORISNICI!H42","v":0},0]
["2.6","Z",6,"Fert ispuna (d/š/v) 245x285/275x160 mm ","Fert fillings (l/w/h) 245x285/275x160 mm ","kom/pcs",null,{"$f":"KORISNICI!H43","v":2188},0]
["2.7","Z",7,"Malter za zidanje \nPripremljeno krečno - cementno vezivo","Mortar for masonry\nPrepared lime - cement binder","kg",null,{"$f":"KORISNICI!H44","v":15200},0]
["2.8","Z",8,"Malter za malterisanje \nPripremljeno krečno - cementno vezivo","Mortar for plastering\nPrepared lime - cement binder","kg",null,{"$f":"KORISNICI!H45","v":40080},0]
["2.9","Z",9,"Krečna glet masa\nBezcementna krečna masa za gletovanje","Lime smoothing mass\nNo cement lime compound for smoothing","kg",null,{"$f":"KORISNICI!H46","v":7850},0]
["2.10","Z",10,"Poludisperzivna boja \nPoludisperziona boja  razrediva vodom","Semi dispersion paint","kg",null,{"$f":"KORISNICI!H47","v":2200},0]
[]
["3","K",null,"MATERIJAL ZA KROVNU KONSTRUKCIJU, KROVNI POKRIVAČ, OSB I GIPS KARONSKE TABLE","ROOF CONSTRUCTION AND ROOFING MATERIAL, OSB AND PLASTERBOARD TABLE"]
["3.1","K",1,"Presovani glineni crep I klase\ndimenzija: 400-450x245-275 mm","Pressed clay tiles class 1\ndim: 400-450x245-275 mm","kom/pcs",null,{"$f":"KORISNICI!H50","v":78720},{"$f":"G41*H41","v":0}]
["3.2","K",3,"Biber crep I klase dimenzija: 180x380 mm","Biber clay tiles class 1 dim: 180x380 mm","kom/pcs",null,{"$f":"KORISNICI!H51","v":0},0]
["3.3","K",2,"Slemeni crep I klase (žljebnjak)","Ridge clay tiles class 1","kom/pcs",null,{"$f":"KORISNICI!H52","v":1435},0]
["3.4","K",4,"Paropropusna i vodonepropusna krovna  folija kontrola vodene pare iznad termoizolacije","Vapour permeable and waterproof roof sheeting control of water vapor above the insulation","m2",null,{"$f":"KORISNICI!H53","v":6225},0]
["3.5","K",5,"Staklena mineralna vuna \ntermoizolacija potkrovlja između rogova","Glass Mineral Wool \nloft insulation between the rafters","/","/","/","/"]
["3.5.1",null,"A","debljina d=10 cm  ","thickness d=10 cm  ","m2",null,{"$f":"KORISNICI!H55","v":468},{"$f":"G46*H46","v":0}]
["3.5.2",null,"B","debljina d=12 cm  ","thickness d=12 cm  ","m2",null,{"$f":"KORISNICI!H56","v":1830.24},0]
["3.5.3",null,"C","debljina d=14 cm  ","thickness d=14 cm  ","m2",null,{"$f":"KORISNICI!H57","v":0},0]
["3.6","K",6,"Parna brana\nkontrola vodene pare ispod termoizolacije","Vapor barrier \ncontrol of water vapor below the insulation","m2",null,{"$f":"KORISNICI!H58","v":3300},0]
["3.7","K",7,"Čamova rezana građa različitog preseka\ndužine 400 cm","Fir lumber of different cross-section\nlength 400 cm","/","/","/","/"]
["3.7.1",null,"A","Rog/Venčanica/Raspinjača           10/12 cm","rafters / wall plate / ridge collar 10/12 cm","m3",null,{"$f":"KORISNICI!H60","v":5.1360000000000001},{"$f":"G51*H51","v":0}]
["3.7.2",null,"B","Rog/Stub/Grebenjača/Slemenja.   12/14 cm","column / pile / hip rafter / ridge 12/14 cm","m3",null,{"$f":"KORISNICI!H61","v":9.9160000000000004},0]
["3.7.3",null,"C","Stub/Grebenjača                         14/14 cm","column / hip rafter 14/14 cm","m3",null,{"$f":"KORISNICI!H62","v":0.78},0]
["3.7.4",null,"H","Tavanjače                                   18/26 cm","attic beams 18/26 cm","m3",null,{"$f":"KORISNICI!H63","v":0},0]
["3.8","K",8,"Čamova rezana građa različitog preseka\ndužine 600 cm","Fir lumber of different cross-section\nlength 600 cm","/","/","/","/"]
["3.8.1",null,"A","Rog/Venčanica/Raspinjača          10/12 cm","rafters / wall plate / ridge collar 10/12 cm","m3",null,{"$f":"KORISNICI!H65","v":71.568000000000012},{"$f":"G56*H56","v":0}]
["3.8.2",null,"B","Rog/Stub/Grebenjača/Slemenja.   12/14 cm","column / pile / hip rafter / ridge 12/14 cm","m3",null,{"$f":"KORISNICI!H66","v":11.927999999999999},0]
["3.8.3",null,"C","Stub/Grebenjača                         14/14 cm","column / hip rafter 14/14 cm","m3",null,{"$f":"KORISNICI!H67","v":2.5740000000000003},0]
["3.8.4",null,"D","Rožnjača                                    14/16 cm","Purlin 14/16 cm","m3",null,{"$f":"KORISNICI!H68","v":0},0]
["3.8.5",null,"E","Kosnik/Pajanta                           10/10 cm","Strut 10/10 cm","m3",null,{"$f":"KORISNICI!H69","v":0},0]
["3.8.6",null,"F","Klešta                                         6/12 cm","Collar tie 6/12 cm","m3",null,{"$f":"KORISNICI!H70","v":1.1179999999999999},0]
["3.8.7",null,"G","Krovna štafla                                5/8  cm","Roof battens 5/8  cm","m3",null,{"$f":"KORISNICI!H71","v":1.6080000000000001},0]
["3.8.8",null,"H","Tavanjače                                   18/26 cm","attic beams 18/26 cm","m3",null,{"$f":"KORISNICI!H72","v":0},0]
["3.9","K",9,"Građevinska daska - fosna\n4,8/25/400 cm","Fir board\n4,8/25/400 cm","m3",null,{"$f":"KORISNICI!H73","v":0.28800000000000003},0]
["3.10","K",10,"Krovna daska od čamove rezane građe \n2,4-2,5/15 cm, isporučuje se dužine l=3,0 metra","Roof fir board\n2,4-2,5/15 cm, lenght l=3,0 m","m3",null,{"$f":"KORISNICI!H74","v":24.447326732673268},0]
["3.11","K",11,"Krovna letva od čamove rezane građe \n 3 / 5 cm , isporučuje se dužine l=3,0 metra","Fir batten\n 3 / 5 cm , lenght l=3,0 m","m1",null,{"$f":"KORISNICI!H75","v":21387},0]
["3.12","K",12,"OSB3  vlagootporne konstruktivne ploče\nd=18 mm / dim. 2440 x 1220","OSB3  moisture resistant structural panels\nd=18 mm / dim. 2440 x 1220","kom/pcs",null,{"$f":"KORISNICI!H76","v":589},0]
["3.13","K",13,"Standardne gips kartonske ploče - Tip A\ndimenzije: 1200-1250 x 2000 mm","Standard plasterboard table - Type A\ndim: 1200-1250 x 2000 mm","kom/pcs",null,{"$f":"KORISNICI!H77","v":722},0]
["3.14","K",14,"Vlagootporne gips kartonske ploče - Tip H2\ndimenzije: 1200-1250 x 2000 mm","Moisture resistant Plasterboard - Type H2\ndim: 1200-1250 x 2000 mm","kom/pcs",null,{"$f":"KORISNICI!H78","v":82},0]
["3.15","K",15,"Čelični pocinkovani i farbani olučni elementi prečnika: Ø 100 mm dužine 600 cm","Galvanized steel and painted gutter elements diameter: Ø 100 mm length 600 cm","/","/","/","/"]
["3.15.1",null,"A","Horizontalni polukružni","horizontal semicircular gutter","kom/pcs",null,{"$f":"KORISNICI!H80","v":165},{"$f":"G71*H71","v":0}]
["3.15.2",null,"B","Vertikalni kružni oluk","Vertical circular gutter","kom/pcs",null,{"$f":"KORISNICI!H81","v":87},0]
[]
["4","P",null,"MATERIJAL ZA PODOVE, LAMINAT, PLOČICE I XPS","FLOORING, LAMINATE, TILES AND XPS"]
["4.1","P",1,"Unutrašnje podne keramičke pločice\nMin. dimenzije pločica: 200x300 mm","Floor tiles for inside\nMin. tile size: 200x300 mm","m2",null,{"$f":"KORISNICI!H84","v":490},{"$f":"G75*H75","v":0}]
["4.2","P",2,"Unutrašnje zidne keramičke pločice \nMin. dimenzije pločica: 200x300 mm","Wall tiles for inside\nMin. tile size: 200x300 mm","m2",null,{"$f":"KORISNICI!H85","v":719},0]
["4.3","P",3,"Lepak za keramičke pločice\nFleksibilni, polimer-cementni lepak","Glue for ceramic tiles\nFlexible, polymer-cement glue","kg",null,{"$f":"KORISNICI!H86","v":3550},0]
["4.4","P",4,"Fleksibilna masa za fugovanje\nVodoodbojna fug masa na bazi cementa","Flexible mass for grouting\nWaterproof grout cement based","kg",null,{"$f":"KORISNICI!H87","v":384},0]
["4.5","P",5,"Laminat - jakopresovani (HLP)\nsa klik sistemom, dezen: hrast natur (prirodni)","Laminate (HLP)\nwith click system, design: oak natural (natural)","m2",null,{"$f":"KORISNICI!H88","v":942},0]
["4.6","P",6,"Lajsne za laminat od medijapana \nmaterijal: medijapan / MDF","Moldings for laminate MDF\nMaterial: MDF / MDF","m1",null,{"$f":"KORISNICI!H89","v":1248.0000000000005},0]
["4.7","P",7,"Podloga za laminat od polietilenske pene\nSunđerasta podloga za laminat","The base for laminate of polyethylene foam\nFoam base for laminate","m2",null,{"$f":"KORISNICI!H90","v":1155},0]
["4.8","P",8,"Cementni suvi estrih (cementna košuljica).\nPripremljeno cementno praškasto vezivo","Cement dry screed (cement screed)\nPrepared cement powder binder","kg",null,{"$f":"KORISNICI!H91","v":54120},0]
["4.9","P",9,"Građevinska PVC folija Za razdvajanje cementne košuljice od termo izolacije.","PVC foil for construction. To separate the cement screed of thermal insulation.","m2",null,{"$f":"KORISNICI!H92","v":920},0]
["4.10","P",10,"Stirodur (XPS za izolaciju na podovima)\nploča od ekstrudirane polistirenske pene","Stirodur (XPS insulation for floors)\npanel of extruded polystyrene foam","/","/","/","/"]
["4.10.1",null,"A","debljine d=2 cm","d=2 cm","m2",null,{"$f":"KORISNICI!H94","v":1085},{"$f":"G85*H85","v":0}]
["4.10.2",null,"B","debljine d=5 cm","d=5 cm","m2",null,{"$f":"KORISNICI!H95","v":288},0]
[]
["5","F",null,"MATERIJAL ZA IZRADU FASADE","FACADE MATERIAL"]
["5.1","F",1,"EPS za termoizolaciju fasadnih zidova\nploča od ekspandiranog polistirena ","Thermal insulation for facade walls (EPS)\nplates made of expanded polystyrene","/","/","/","/"]
["5.1.1",null,"A","debljina d=8 cm","d=8 cm","m2",null,{"$f":"KORISNICI!H99","v":936},{"$f":"G90*H90","v":0}]
["5.1.2",null,"B","debljina d=10 cm","d=10 cm","m2",null,{"$f":"KORISNICI!H100","v":4292.5},0]
["5.1.3",null,"C","debljina d=12 cm","d=12 cm","m2",null,{"$f":"KORISNICI!H101","v":218},0]
["5.1.4",null,"D","debljina d=14 cm","d=14 cm","m2",null,{"$f":"KORISNICI!H102","v":0},0]
["5.2","F",2,"GrađevinskI lepak za EPS ploče \ncementni lepak namenjen za lepljenje ploča od ekspandiranog polistirena (EPS) i armiranje armaturne (rabic) mrežice ","Construction glue for EPS plates\ncement adhesive for gluing plates made of expanded polystyrene (EPS) and reinforcing wire (rabic) net","kg",null,{"$f":"KORISNICI!H103","v":73330},0]
["5.3","F",3,"Armaturna (rabic) staklena mrežica.\nVisokokvalitetna alkalno postojana staklena mrežica","Reinforcing (rabic) fiberglass mesh\nHigh quality alkali resistant fiberglass mesh","m2",null,{"$f":"KORISNICI!H104","v":7300},0]
["5.4","F",4,"Aktivni predpremaz pre nanošenja tankoslojnog fasadnog maltera.\npredpremaz za izjednačavanje upijanja - podloga","Active primer before applying the thin-layer plaster primer for the equalization of absorption surface","kg",null,{"$f":"KORISNICI!H105","v":1675},0]
["5.5","F",5,"Fasadni tankoslojni akrilni malter\nZavršni malter u pastoznom stanju, namenjen za zaštitu fasadnih zidnih površina","Facade thin-layer acrylic plaster\nFinishing plaster in paste-like state, intended for the protection of facade wall surfaces","/","/","/","/"]
["5.5.1",null,"A","boja približna RAL 1034 -kajsija ","color similar to RAL 1034-apricot","kg",null,{"$f":"KORISNICI!H107","v":11700},{"$f":"G98*H98","v":0}]
["5.5.2",null,"B","boja približna RAL 6005 -pastelno zelena","color similar to RAL 6005 pastel-green","kg",null,{"$f":"KORISNICI!H108","v":0},0]
["5.5.3",null,"C","boja približna RAL 5023 -pastelno plava","color similar to RAL 5023 pastel-blue","kg",null,{"$f":"KORISNICI!H109","v":0},0]
["5.5.4",null,"D","boja približna RAL 3011 -pastelno crvena","color similar to RAL 3011 pastel-red","kg",null,{"$f":"KORISNICI!H110","v":0},0]
["5.5.5",null,"E","boja približna RAL 8002 -braon","color similar to RAL 8002 brown","kg",null,{"$f":"KORISNICI!H111","v":10250},0]
[]
["6","H",null,"MATERIJAL ZA HIDRO IZOLACIJE","WATERPROOFING MATERIAL"]
["6.1","H",1,"Bitulit (prethodni premaz za hidroizolaciju)\nUpotrebljava se u isporučenom stanju (hladan  postupak ) bez zagrevanja","Bitulit (previous coating for waterproofing)\nIt is used as delivered (cold process) without heating","kg",null,{"$f":"KORISNICI!H114","v":247.5},{"$f":"G105*H105","v":0}]
["6.2","H",2,"Poliazbitol (hladni premaz za hidroizolaciju) Upotrebljava se u isporučenom stanju (hladan postupak) bez zagrevanja","POLYASBITOL (cold coating for waterproofing)\nIt is used as delivered (cold process) without heating","kg",null,{"$f":"KORISNICI!H115","v":22},0]
["6.3","H",3,"Ter papir Bitumenska hidroizolaciona traka.","Ter paper Bituminous waterproofing tape.","m2",null,{"$f":"KORISNICI!H116","v":0},0]
["6.4","H",4,"Kondor V-3 (hidroizolaciona traka)\nPlastomer-bitumenska traka, \nuložak stakleni voal, debljina:  ≥ 3 mm","Condor V-3 (waterproof tape)\nPlastomer-bituminous tape,\nglass mat, thickness: ≥ 3 mm","m2",null,{"$f":"KORISNICI!H117","v":640},0]
[]
["7","S",null,"STOLARIJA","DOORS AND WINDOWS"]
["7.1","S",1,"Ulazna vrata od PVC-a (komplet pozicija). \nboja profila: bela RAL 9003\nbroj komora: ≥  5 komora\nširina x visina (zidarske mere)","Entrance door of PVC (set position)\nProfile color: white RAL 9003 \nNumber of chambers: ≥ 5 chambers \nwidth x height (masonry measures)","/","/","/","/"]
["7.1.1",null,"A","JK    90x210 cm - Leva       90 cm ","one wing  90x210 cm - Left      90 cm ","kom/pcs",null,{"$f":"KORISNICI!H121","v":5},{"$f":"G112*H112","v":0}]
["7.1.2",null,"B","JK    90x210 cm - Desna    90 cm","one wing  90x210 cm - Right    90 cm","kom/pcs",null,{"$f":"KORISNICI!H122","v":8},0]
["7.1.3",null,"C","DK 120x210 cm - Leva       90+30 cm","two wings 120x210 cm - Left        90+30 cm","kom/pcs",null,{"$f":"KORISNICI!H123","v":11},0]
["7.1.4",null,"D","DK 120x210 cm - Desna    90+30 cm","two wings 120x210 cm - Right    90+30 cm","kom/pcs",null,{"$f":"KORISNICI!H124","v":11},0]
["7.2","S",2,"Prozori od PVC-a (komplet pozicija).\nVertikalno i horizontalno otvaranje, boja profila: bela RAL 9003, broj komora: ≥  5 komora\nširina x visina (zidarske mere)","Windows made of PVC (set position)\nVertical and horizontal opening, color profile: white RAL 9003, the number of chambers: ≥ 5 chambers \nwidth x height (masonry measures)","/","/","/","/"]
["7.2.1",null,"A","JK     60x60 cm ","one wing 60x60 cm ","kom/pcs",null,{"$f":"KORISNICI!H126","v":56},{"$f":"G117*H117","v":0}]
["7.2.2",null,"B","JK     80x80 cm","one wing 80x80 cm","kom/pcs",null,{"$f":"KORISNICI!H127","v":15},0]
["7.2.3",null,"C","JK    80x120 cm    ","one wing 80x120 cm    ","kom/pcs",null,{"$f":"KORISNICI!H128","v":8},0]
["7.2.4",null,"D","JK    80x140 cm    ","one wing 80x140 cm ","kom/pcs",null,{"$f":"KORISNICI!H129","v":7},0]
["7.2.5",null,"E","JK  100x120 cm","one wing 100x120 cm","kom/pcs",null,{"$f":"KORISNICI!H130","v":0},0]
["7.2.6",null,"F","JK  100x140 cm","one wing 100x140 cm","kom/pcs",null,{"$f":"KORISNICI!H131","v":7},0]
["7.2.7",null,"G","DK  120x120 cm","two wings 120x120 cm","kom/pcs",null,{"$f":"KORISNICI!H132","v":25},0]
["7.2.8",null,"H","DK  120x140 cm","two wings 120x140 cm","kom/pcs",null,{"$f":"KORISNICI!H133","v":21},0]
["7.2.9",null,"I","DK  140x120 cm ","two wings 140x120 cm ","kom/pcs",null,{"$f":"KORISNICI!H134","v":3},0]
["7.2.10",null,"J","DK  140x140 cm ","two wings 140x140 cm ","kom/pcs",null,{"$f":"KORISNICI!H135","v":18},0]
["7.2.11",null,"K","DK  160x120 cm","two wings 160x120 cm","kom/pcs",null,{"$f":"KORISNICI!H136","v":0},0]
["7.2.12",null,"L","DK  160x140 cm","two wings 160x140 cm","kom/pcs",null,{"$f":"KORISNICI!H137","v":29},0]
["7.3","S",3,"Krovni prozor sa  aluminijumskom opšivkom od laminirane i impregnirane čamove građe","Roof window with aluminum flashings of laminated and impregnated fir timber","/","/","/","/"]
["7.3.1",null,"A","dimenzije 66 x 118   (širinaxvisina)","66 x 118 (width x height)","kom/pcs",null,{"$f":"KORISNICI!H139","v":1},{"$f":"G130*H130","v":0}]
["7.3.2",null,"B","dimenzije 78 x 98     (širinaxvisina)","78 x 98   (width x height)","kom/pcs",null,{"$f":"KORISNICI!H140","v":0},0]
["7.3.3",null,"C","dimenzije 78 x 118   (širinaxvisina)","78 x 118 (width x height)","kom/pcs",null,{"$f":"KORISNICI!H141","v":0},0]
["7.4","S",4,"Balkonska vrata od PVC-a (komplet pozicija). \nboja profila: bela RAL 9003\nbroj komora: ≥  5 komora\nširina x visina (zidarske mere)","Balcony doors from PVC (set position)\nProfile color: white RAL 9003 \nNumber of chambers: ≥ 5 chambers \nwidth x height (masonry measures)","/","/","/","/"]
["7.4.1",null,"A","JK     90x210 cm   - Leva","one wing  90x210 cm - Left     ","kom/pcs",null,{"$f":"KORISNICI!H143","v":14},{"$f":"G134*H134","v":0}]
["7.4.2",null,"B","JK     90x210 cm   - Desna ","one wing  90x210 cm - Right    ","kom/pcs",null,{"$f":"KORISNICI!H144","v":8},0]
["7.4.3",null,"C","DK  140x210 cm","two wings 140x210 cm","kom/pcs",null,{"$f":"KORISNICI!H145","v":5},0]
["7.5","S",5,"Unutrašnja vrata sa ispunom od kartonskog saća (komplet pozicija). \nširina x visina (spoljna mera futera)","Internal doors filled with cardboard honeycomb (set position)\nwidth x height (external measures footer)","/","/","/","/"]
["7.5.1",null,"A","70x205 cm - Leva  (dubina štoka 0-16 cm)","70x205 cm - Left     (depth door 0-16 cm)","kom/pcs",null,{"$f":"KORISNICI!H147","v":7},{"$f":"G138*H138","v":0}]
["7.5.2",null,"B","70x205 cm - Leva  (dubina štoka 16-30 cm)","70x205 cm - Left     (depth door 16-30 cm)","kom/pcs",null,{"$f":"KORISNICI!H148","v":0},0]
["7.5.3",null,"C","70x205 cm - Desna (dubina štoka 0-16 cm)","70x205 cm - Right   (depth door  0-16 cm)","kom/pcs",null,{"$f":"KORISNICI!H149","v":5},0]
["7.5.4",null,"D","70x205 cm - Desna (dubina štoka 16-30 cm)","70x205 cm - Right   (depth door  16-30 cm)","kom/pcs",null,{"$f":"KORISNICI!H150","v":0},0]
["7.5.5",null,"E","80x205 cm - Leva  (dubina štoka 0-16 cm)","80x205 cm - Left     (depth door 0-16 cm)","kom/pcs",null,{"$f":"KORISNICI!H151","v":12},0]
["7.5.6",null,"F","80x205 cm - Leva  (dubina štoka 16-30 cm)","80x205 cm - Left     (depth door 16-30 cm)","kom/pcs",null,{"$f":"KORISNICI!H152","v":0},0]
["7.5.7",null,"G","80x205 cm - Desna (dubina štoka 0-16 cm)","80x205 cm - Right   (depth door  0-16 cm)","kom/pcs",null,{"$f":"KORISNICI!H153","v":10},0]
["7.5.8",null,"H","80x205 cm - Desna (dubina štoka 16-30 cm)","80x205 cm - Right   (depth door  16-30 cm)","kom/pcs",null,{"$f":"KORISNICI!H154","v":1},0]
["7.5.9",null,"I","90x205 cm - Leva  (dubina štoka 0-16 cm)","90x205 cm - Left     (depth door 0-16 cm)","kom/pcs",null,{"$f":"KORISNICI!H155","v":25},0]
["7.5.10",null,"J","90x205 cm - Leva  (dubina štoka 16-30 cm)","90x205 cm - Left     (depth door 16-30 cm)","kom/pcs",null,{"$f":"KORISNICI!H156","v":1},0]
["7.5.11",null,"K","90x205 cm - Desna (dubina štoka 0-16 cm)","90x205 cm - Right   (depth door  0-16 cm)","kom/pcs",null,{"$f":"KORISNICI!H157","v":24},0]
["7.5.12",null,"L","90x205 cm - Desna (dubina štoka 16-30 cm)","90x205 cm - Right   (depth door  16-30 cm)","kom/pcs",null,{"$f":"KORISNICI!H158","v":1},0]
[]
["8","D",null,"OSTALA OPREMA I MATERIJAL \n","OTHER EQUIPMENT AND SUPPLIES"]
["8.1","D",1,"Jednostruki dimnjak prečnika Ф 140 mm.\nTroslojni montažni dimnjački sistem namenjen za sva ložišta i sve vrste goriva, bez ventilacije.\nSastavljen je od: dimnjačke cevi od tehničke keramike, izolacije oko cevi dimnjaka od kamene vune minimalne specifične težine 80kg/m3, spoljneg dimnjačkog plašta od lakog betona, vatrostalnog lepka u kartušama, vatrootpornih i gasnonepropusnih atestiranih troslojnih vratanaca , kondenz posude, priključaka za reviziju i ložišta, krovne ploče od staklo betona, nosača tervola i tvrdih tervol ploča za priključke, ventilacione rešetke, dilatacione rozete od nerđajućeg čelika. \nSpoljna dimenzija dimnjačkog plašta za fi14cm=32x32cm.","A single chimney diameter 140 mm.\nThree-layer prefabricated chimney system designed for all furnaces and all types of fuel, with no ventilation. It is composed of: chimney pipe of technical ceramics, pipe insulation around the chimney of stone wool minimum specific weight of 80kg/m3, external chimney mantle of lightweight concrete, refractory adhesive in cartouches, fireproof and gas impermeable certified three-layer side door, condensate pots, connectors for the audit and furnaces, roof tiles of glass concrete girders Tervola and hard tervol plate connections, ventilation grilles, rosettes expansion of stainless steel. The external dimensions of the chimney sleeve fi14cm = 32x32cm.","m1",null,{"$f":"KORISNICI!H161","v":120},{"$f":"G152*H152","v":0}]
[]
["9","V",null,"Vodovod Kanalizacija Oprema","WATER SUPPLY AND SEWAGE"]
[null,null,null,"Vodovod","WATER SUPPLY"]
["9.1","V",1,"Vodovodne polietilenske cevi  PE 100 PN16\nza radni pritisak 16 bara (SDR 11)","Water supply polyethylene pipe PE 100 PN16\nthe working pressure of 16 bar (SDR 11)","/","/","/","/"]
["9.1.1",null,"A","d25  (s min. 2,3)    - 3/4\"","d25  (s min. 2,3)    - 3/4\"","m1",null,{"$f":"KORISNICI!H166","v":0},{"$f":"G157*H157","v":0}]
["9.1.2",null,"B","d32  (s min. 3,0)   -       1\"","d32  (s min. 3,0)   -       1\"","m1",null,{"$f":"KORISNICI!H167","v":0},0]
["9.1.3",null,"C","d40  (s min. 3,7)   -  5/4\"","d40  (s min. 3,7)   -  5/4\"","m1",null,{"$f":"KORISNICI!H168","v":0},0]
["9.2","V",2,"Vodovodne cevi  PP-R 80 PN20 \nza radni pritisak 20 bara, bele ili zelene boje\n(materijal: polipropilen-random kapolimer)","Water pipe PP-R 80 PN20 \nthe working pressure of 20 bar, white or green \n(material: polypropylene random kapolimer)","/","/","/","/"]
["9.2.1",null,"B","d20  (s min.   3,4)    - 1/2\"","d20  (s min.   3,4)    - 1/2\"","m1",null,{"$f":"KORISNICI!H170","v":804},{"$f":"G161*H161","v":0}]
["9.2.2",null,"C","d25  (s min.   4,2)    - 3/4\"","d25  (s min.   4,2)    - 3/4\"","m1",null,{"$f":"KORISNICI!H171","v":352},0]
["9.2.3",null,"D","d32  (s min.   5,4)    -     1\"","d32  (s min.   5,4)    -     1\"","m1",null,{"$f":"KORISNICI!H172","v":116},0]
["9.3","V",3,"Vodomer \nsa prirubnicama, holenderima i pripadajućom opremom za montažu, za pritisak do 16 bara","water gauge\nflanges, unions and associated equipment for assembly, for pressure up to 16 bar","/","/","/","/"]
["9.3.1",null,"A","horizontalni 3/4\"    ","Horizontal 3/4\"    ","kom/pcs",null,{"$f":"KORISNICI!H174","v":0},{"$f":"G165*H165","v":0}]
["9.3.2",null,"B","horizontalni     1\"    ","Horizontal     1\"    ","kom/pcs",null,{"$f":"KORISNICI!H175","v":0},0]
["9.3.3",null,"C","horizontalni 5/4\"","Horizontal 5/4\"","kom/pcs",null,{"$f":"KORISNICI!H176","v":0},0]
["9.4","V",4,"Ravni propusni ventil sa ogrankom za pražnjenje","Skip straight valve with a branch drain","/","/","/","/"]
["9.4.1",null,"A","d25  (s min. 2,3)    - 3/4\"","d25  (s min. 2,3)    - 3/4\"","kom/pcs",null,{"$f":"KORISNICI!H178","v":24},{"$f":"G169*H169","v":0}]
["9.4.2",null,"B","d32  (s min. 3,0)   -       1\"","d32  (s min. 3,0)   -       1\"","kom/pcs",null,{"$f":"KORISNICI!H179","v":0},0]
["9.5","V",5,"Propusni ventil za uzidanje sa kapom ","Gate valve for the wall with cap","/","/","/","/"]
["9.5.1",null,"A","d20  (s min.   3,4)    - 1/2\"","d20  (s min.   3,4)    - 1/2\"","kom/pcs",null,{"$f":"KORISNICI!H181","v":94},{"$f":"G172*H172","v":0}]
["9.5.2",null,"B","d25  (s min.   4,2)    - 3/4\"","d25  (s min.   4,2)    - 3/4\"","kom/pcs",null,{"$f":"KORISNICI!H182","v":24},0]
["9.5.3",null,"C","d32  (s min. 3,0)   -       1\"","d32  (s min. 3,0)   -       1\"","kom/pcs",null,{"$f":"KORISNICI!H183","v":12},0]
["9.6","V",6,"Ugaoni \"EK\" sa kapom","Angle valve \"EK\" with cap","/","/","/","/"]
["9.6.1",null,"A","d20  (s min.   3,4)    - 1/2\"","d20  (s min.   3,4)    - 1/2\"","kom/pcs",null,{"$f":"KORISNICI!H185","v":120},{"$f":"G176*H176","v":0}]
["9.7","V",7,"Termička izolacija vodovodnih cevi  -tipa plamaflex ISO ili sl.","Thermal insulation of water pipes-type PLAMAFLEX ISO etc..","/","/","/","/"]
["9.7.1",null,"B","d20   (22/9)   - 1/2\"","d20   (22/9)   - 1/2\"","m1",null,{"$f":"KORISNICI!H187","v":24},{"$f":"G178*H178","v":0}]
["9.7.2",null,"C","d25   (25/9) - 3/4\"","d25   (25/9) - 3/4\"","m1",null,{"$f":"KORISNICI!H188","v":0},0]
["9.7.3",null,"D","d32   (35/9)-     1\"","d32   (35/9)-     1\"","m1",null,{"$f":"KORISNICI!H189","v":0},0]
[null,null,null,"Kanalizacija","SEWAGE"]
["9.8","V",8,"PVC kanalizacione cevi SDR 41 / SN4 / PN5\nza spoljni razvod, kućna i ulična kanalizacija","PVC sewer pipe SDR 41 / CH4 / PN5\nfor external distribution, household and street sewage","/","/","/","/"]
["9.8.1",null,"A","d110 (s min.   3,2)    dužina 6,0m","d110 (s min.   3,2)    length 6,0m","kom/pcs",null,{"$f":"KORISNICI!H192","v":1},{"$f":"G183*H183","v":0}]
["9.8.2",null,"B","d160 (s min.   4,0)    dužina 6,0m","d160 (s min.   4,0)    length 6,0m","kom/pcs",null,{"$f":"KORISNICI!H193","v":11},0]
["9.9","V",9,"Plastične PP cevi SDR 51 / SN2 / PN4\nza unutrašnji (kućni) razvod, kućna kanalizacija","Plastic PP pipes SDR 51 / SN2 / PN4\nfor internal (home) distribution, household sewage","/","/","/","/"]
["9.9.1",null,"A","d50     (s min.   1,8)    dužina 3,0m","d50     (s min.   1,8)    length 3,0m","kom/pcs",null,{"$f":"KORISNICI!H195","v":86},{"$f":"G186*H186","v":0}]
["9.9.2",null,"B","d75     (s min.   1,9)    dužina 3,0m","d75     (s min.   1,9)    length 3,0m","kom/pcs",null,{"$f":"KORISNICI!H196","v":86},0]
["9.9.3",null,"C","d110  (s min.   2,7)    dužina 3,0m","d110  (s min.   2,7)    length 3,0m","kom/pcs",null,{"$f":"KORISNICI!H197","v":42},0]
["9.10","V",10,"Plitki PE podni slivnik d50 sa horizontalnim odvodom dimenzija 150x150mm","Shallow PE floor drain with horizontal outlet d50 size 150x150mm","kom/pcs",null,{"$f":"KORISNICI!H198","v":24},0]
["9.11","V",11,"Zidni sifoni sa odvodnom mesinganom cevi d32 (mašina za pranje veša i sudova)","Wall siphon with drainage brass tubes d32 (washing machines, dishwashers)","kom/pcs",null,{"$f":"KORISNICI!H199","v":39},0]
[null,null,null,"Oprema u kupatilu","BATHROOM EQUPIMENT"]
["9.12","V",12,"WC šolja od keramike  I klase","Ceramic toilet bowl class 1","kom/pcs",null,{"$f":"KORISNICI!H201","v":27},{"$f":"G192*H192","v":0}]
["9.13","V",13,"Niskomontažni plastični predzidni vodokotlić \nza nisku montažu iznad wc šolje sa plovkom i svim potrebnim delovima za funkcionisanje vodokotlića","Low mounting plastic-wall toilet tank\nfor low installation above the toilet bowl float and all the parts required for the operation of flushing","kom/pcs",null,{"$f":"KORISNICI!H202","v":27},0]
["9.14","V",14,"Umivaonikom sa stubom od keramike  I klase","Washbasin with ceramic pillar class 1","kom/pcs",null,{"$f":"KORISNICI!H203","v":27},0]
["9.15","V",15,"Pravougaona akrilna tuš kada\ndimenzija 90x90cm sa odlivnim ventilom","Rectangular acrylic shower \nsize 90x90cm with discharge valve","kom/pcs",null,{"$f":"KORISNICI!H204","v":27},0]
["9.16","V",16,"Električni akumulacioni bojler 50l vertikalni \ngrejač 2 kW, napon 230V, kazan izrađen od emajliranog lima, sa  pratećim materijalom za ugradnju","Electric storage water heater 50l vertical \nheater 2 kW, 230V, caldron made ​​of enameled steel, with supporting material for installation","kom/pcs",null,{"$f":"KORISNICI!H205","v":26},0]
["9.17","V",17,"Ogledalo sa etažerom (iznad umivaonika)\nčetvrtasto, min. dimenzija 80x60cm","Mirror with shelf above wash basin \nsquare, min. 80x60cm","kom/pcs",null,{"$f":"KORISNICI!H206","v":28},0]
["9.18","V",18,"Baterije (slavine) \nhromirane baterije za hladnu i toplu vodu","Lever\nchrome lever for cold and hot water","/","/","/","/"]
["9.18.1",null,"A","za umivaonik jednoručna stojeća ","For washbasin single lever basin standing","kom/pcs",null,{"$f":"KORISNICI!H208","v":28},{"$f":"G199*H199","v":0}]
["9.18.2",null,"B","za tuš kadu (sa tuš ručicom i tuš crevom)\njednoručna sa poniklovanim savitljivim crevom","For shower bath (with shower head and shower hose) Single lever with nickel hoses","kom/pcs",null,{"$f":"KORISNICI!H209","v":28},0]
["9.18.3",null,"C","za mašinu za veš i sudove, holender slavina DN20/15, s pripadajućom opremom za ugradnju ","for washing machine and dishwasher, union DN20/15 taps, and all the equipment for installation","kom/pcs",null,{"$f":"KORISNICI!H210","v":30},0]
[null,null,null,"Oprema u kuhinji","KITCHEN EQUIPMENT"]
["9.19","V",19,"Korito sudopere od \"Inox \"-a (dvodelno)\n(izrađeno od plemenitog nerđajućeg čelika)\norjenacione dimenzije:  780 x 435 x 150 mm","kitchen sink \"Inox\" two-part\n(made of stainless steel)\napprox. dim:  780 x 435 x 150 mm","kom/pcs",null,{"$f":"KORISNICI!H212","v":20},{"$f":"G203*H203","v":0}]
["9.20","V",20,"Električni akumulacioni bojler 5l\nza ugradnju iznad sudopere, vertikalni grejač 2 kW, napon 230V, kazan izrađen od plastike\nsa  pratećim materijalom za ugradnju","Electric storage water heater 5l\nFitting over the sink, vertical heater 2 kW, 230V, caldron made ​​of plastic with the materials for installation","kom/pcs",null,{"$f":"KORISNICI!H213","v":13},0]
["9.21","V",21,"Baterija za sudoperu jednoručna stojeća hromirana baterija za hladnu i toplu vodu ","Sink-standing single lever chrome mixer for hot and cold water","kom/pcs",null,{"$f":"KORISNICI!H214","v":20},0]
[]
["10","E",null,"ELEKTRO MATERIJAL I OPREMA\n","Electrical materials and equipment"]
[null,null,null,"Kablovi i kablovski pribor","Electrical cables and cable accessories"]
["10.1","E",1,"Napojni kablovi","Power cables","/","/","/","/"]
["10.1.1",null,"A","X00-A      4x16 mm2","X00-A      4x16 mm2","m",null,{"$f":"KORISNICI!H219","v":0},{"$f":"G210*H210","v":0}]
["10.1.2",null,"B","PP00-Y   5x6    mm2","PP00-Y   5x6    mm2","m",null,{"$f":"KORISNICI!H220","v":0},0]
["10.1.3",null,"C","PP00-Y   5x10  mm2","PP00-Y   5x10  mm2","m",null,{"$f":"KORISNICI!H221","v":0},0]
["10.2","E",2,"Instalacioni kablovi","Installation cables","/","/","/","/"]
["10.2.1",null,"A","PP-Y       3x1,5  mm2","PP-Y       3x1,5  mm2","m",null,{"$f":"KORISNICI!H223","v":2715},{"$f":"G214*H214","v":0}]
["10.2.2",null,"B","PP-Y       4x1,5  mm2","PP-Y       4x1,5  mm2","m",null,{"$f":"KORISNICI!H224","v":100},0]
["10.2.3",null,"C","PP-Y       3x2,5  mm2","PP-Y       3x2,5  mm2","m",null,{"$f":"KORISNICI!H225","v":4050},0]
["10.2.4",null,"D","PP-Y       5x2,5  mm2","PP-Y       5x2,5  mm2","m",null,{"$f":"KORISNICI!H226","v":820},0]
["10.3","E",3,"Instalacione PVC cevi","PVC pipe for installations of cables","/","/","/","/"]
["10.3.1",null,"A","fi 16mm2","fi 16mm2","m",null,{"$f":"KORISNICI!H228","v":350},{"$f":"G219*H219","v":0}]
["10.3.2",null,"B","fi 50mm2","fi 50mm2","m",null,{"$f":"KORISNICI!H229","v":50},0]
[null,null,null,"Razvodne table i oprema","The junction boards and equipment"]
["10.4","E",4,"Razvodna tabla Stanska, za ugradnju na zid sa transparentim vratima, sa mestom za 18 modula, DIN šinom, IP40\nRazvodna tabla sadrži :\n1. Jednopolni instalacioni prekidač\n(automatski osigurač) za montažu na DIN šinu nom. napona 230V/400V, 50Hz; karakteristike B; prekidne moći 6kA:\n- nazivne struje 6A -komada 1,\n- nazivne struje 10A-komada 2\n- nazivne struje 16A- komada 9\n2. Signalna sijalica\nza signalizaciju tarife 230V za ugradnju u stansku razvodnu tablu, montažu na DIN šinu- komada 1;\n3. FID sklopka za ugradnju u stansku razvodnu tablu, montažu na DIN šinu\n-16A/30mA,  2-polna,   230V, 50Hz-komada 2; \n-25A/0,5A,    4-polna,    230V/400V, 50Hz- komada 1;\n3. Instalaciono zvono 230V, 50Hz; za ugradnju u stansku razvodnu tablu, montažu na DIN šinu-komada 1","Junction board (for flat) for wall mounting with transparent door, with space for 18 modules, DIN rail, IP40\nJunction board contains:","kom/pcs",null,{"$f":"KORISNICI!H231","v":18},{"$f":"G222*H222","v":0}]
[null,null,null,"Instalacioni materijal","Installation material"]
["10.5","E",5,"Instalaciona kutija\nza ugradnju u završnu obradu zida","Installation box\nfor installation in the wall","/","/","/","/"]
["10.5.1",null,"A","fi 60 mm","fi 60 mm","kom/pcs",null,{"$f":"KORISNICI!H234","v":540},{"$f":"G225*H225","v":0}]
["10.5.2",null,"B","fi 78 mm","fi 78 mm","kom/pcs",null,{"$f":"KORISNICI!H235","v":235},0]
["10.5.3",null,"C","100x100mm","100x100mm","kom/pcs",null,{"$f":"KORISNICI!H236","v":92},0]
["10.6","E",6,"Instalaciona priključnica IP20 za ugradnju u završnu obradu zida sa zaštitnim kontaktom","Installation socket IP20 for installation in the wall with a protection contact","/","/","/","/"]
["10.6.1",null,"A","16A, monofazna, 250 V","16A, single-phase, 250 V","kom/pcs",null,{"$f":"KORISNICI!H238","v":130},{"$f":"G229*H229","v":0}]
["10.6.2",null,"B","16A, monofazna, dupla, 250 V","16A, single-phase, double, 250 V","kom/pcs",null,{"$f":"KORISNICI!H239","v":47},0]
["10.6.3",null,"C","16A, trofazna, 400V","16A, three-phase, 400V","kom/pcs",null,{"$f":"KORISNICI!H240","v":20},0]
["10.7","E",7,"Instalaciona priključnica IP43 sa poklopcem za ugradnju u završnu obradu zida, sa zaštit. kontaktom, 16A, monofazna, 250 V","Installation socket IP43 with cover for use in wall with protection. contact, 16A, single-phase, 250 V","kom/pcs",null,{"$f":"KORISNICI!H241","v":27},0]
["10.8","E",8,"Prekidači\n IP20 za ugradnju u završnu obradu zida","Switches \n IP20 for installation in wall","/","/","/","/"]
["10.8.1",null,"A","običan, 10A","regular, 10A","kom/pcs",null,{"$f":"KORISNICI!H243","v":105},{"$f":"G234*H234","v":0}]
["10.8.2",null,"B","serijski, 10A","serial, 10A","kom/pcs",null,{"$f":"KORISNICI!H244","v":43},0]
["10.8.3",null,"C","za zvono ","for bell","kom/pcs",null,{"$f":"KORISNICI!H245","v":19},0]
["10.8.4",null,"D","Instalacioni  prekidač \"KIP\" 16A","Installation switch \"KIP\" 16A","kom/pcs",null,{"$f":"KORISNICI!H246","v":18},0]
["10.9","E",9,"Indikator za kupatilo\n sa tri sklopke 16A i signalnim sijalicama","The indicator for the bathroom \nThree switches 16A and signal lights","kom/pcs",null,{"$f":"KORISNICI!H247","v":20},0]
[null,null,null,"Svetiljke","Lighting"]
["10.10","E",10,"Svetiljka za montažu na plafon  sa inkadescentnom sijalicom 60W, E-27, ","Luminaire to be mounted on the ceiling with a 60W incandescent bulb, E-27","/","/","/","/"]
["10.10.1",null,"A"," IP 43 za sanitarni čvor","IP 43 for toilet",null,null,{"$f":"KORISNICI!H250","v":18},{"$f":"G241*H241","v":0}]
["10.10.2",null,"B","IP 20 za unutrašnje prostorije","IP 20 for indoor rooms",null,null,{"$f":"KORISNICI!H251","v":88},0]
[null,null,null,"Instalacija uzemljenja i gromobrana","Earthing and lightning protection"]
["10.11","E",11,"Pocinkovana traka","Galvanized strip",null,null,"/","/"]
["10.11.1",null,"A","FeZn 25x4mm","FeZn 25x4mm","m",null,{"$f":"KORISNICI!H254","v":0},{"$f":"G245*H245","v":0}]
["10.11.2",null,"B","FeZn 20x3mm","FeZn 20x3mm","m",null,{"$f":"KORISNICI!H255","v":0},0]
["10.12","E",12,"SIP ormarić (PS49) sa sabirnicom za izjednačenje potencijala","SIP boxes (PS 49) with bonding","kom/pcs",null,{"$f":"KORISNICI!H256","v":0},0]
["10.13","E",13,"Provodnici za uzemljenje","Grounding conductors","/","/","/","/"]
["10.13.1",null,"A","PP00-Y  1x16mm2","PP00-Y  1x16mm2","m",null,{"$f":"KORISNICI!H258","v":0},{"$f":"G249*H249","v":0}]
["10.13.2",null,"B","P/F-Y      1x6mm2","P/F-Y      1x6mm2","m",null,{"$f":"KORISNICI!H259","v":0},0]
["10.13.3",null,"C","P/F-Y      1x4mm2","P/F-Y      1x4mm2","m",null,{"$f":"KORISNICI!H260","v":0},0]
[null,null,null,"Instalacija slabe struje","Installation of low voltage"]
["10.14","E",14,"Antenski koaksijalni kabl RG 6","Antenna Coaxial Cable RG 6","m",null,{"$f":"KORISNICI!H262","v":50},{"$f":"G253*H253","v":0}]
["10.15","E",15,"Telefonski kabl sa bakarnim provodnicima \nIY(St)Y 2x2x0.8mm","Telephone cable with copper conductors \nIY (St) Y 2x2x0.8mm","m",null,{"$f":"KORISNICI!H263","v":10},0]
["10.16","E",16,"Priključnice","Connectors","/","/","/","/"]
["10.16.1",null,"A","Telefonska - RJ11 za montažu u dozni fi 60mm","Phone - RJ11 for mounting in enclosure fi 60mm","m",null,{"$f":"KORISNICI!H265","v":2},{"$f":"G256*H256","v":0}]
["10.16.2",null,"B","RTV priključnica za montažu u dozni fi 60mm","RTV connector for mounting in enclosure fi 60 mm","kom/pcs",null,{"$f":"KORISNICI!H266","v":4},0]
[null,null,null,null,null,null,null,null,{"$f":"SUM(I5:I257)","v":0}]

{"sheet":"KORISNICI","index":2,"n_rows":267,"n_cols":569,"rows_kept":139,"cut":true,"hidden":false,"merged":[],"bounds":{"rows_first":62,"rows_last":15,"rows_between":62,"halvings":5}}
[null,null,null,null,null,null,"POTPROJEKAT/ SUBPROJECT",null,null,null,null,null,null,null,null,null,null,null,null,null,null,null,null,null,null,null,null,null,null,null,null,null,null,null,null,null,null,null,null,null,null,null,null,null,null,null,null,null,null,null,null,null,null,null,null,null,null,null,null,null,null,null,null,null,null,null,null,null,null,null,null,null,null,null,null,null,null,null,null,null,null,null,null,null,null,null,null,null,null,null,null,null,null,"SRB 9",null,null,"SRB 9",null,null,"SRB 9",null,null,null,null,null,null,null,null,null,null,null,null,null,null,null,null,null,null,null,null,null,null,null,null,null,null,null,null,null,null,null,null,null,null,null,null,null,null,null,null,null,null,null,null,null,null,null,null,null,null,null,null,null,null,null,null,null,null,null,"SRB 9",null,null,"SRB 9",null,null,"SRB 9",null,null,null,null,null,"SRB 9",null,null,null,null,null,null,null,null,null,null,null,null,null,null,null,null,null,null,null,null,null,null,null,null,null,null,null,null,null,null,null,null,null,null,null,null,null,null,null,null,null,null,null,null,null,null,null,null,null,null,null,null,null,null,null,null,null,null,null,null,null,null,null,null,null,null,null,null,null,null,null,null,null,null,null,null,null,null,null,null,null,null,null,null,null,null,null,null,null,null,null,null,null,null,null,null,null,null,null,null,null,null,null,null,null,null,null,null,null,null,null,null,null,null,null,null,null,null,null,null,null,null,null,null,null,null,null,null,null,null,null,null,null,null,null,null,null,null,null,null,null,null,null,null,null,null,null,null,null,null,null,null,null,null,null,null,null,null,null,null,null,null,null,null,null,null,null,null,null,null,null,null,null,null,null,null,null,null,null,null,null,null,null,null,null,null,null,null,null,null,null,null,null,null,null,null,null,null,null,null,null,null,null,null,null,null,null,null,null,null,null,null,null,null,null,null,null,null,null,null,null,null,null,null,null,null,null,null,null,null,null,null,null,null,null,null,null,null,null,null,null,null,null,null,null,null,null,null,null,null,null,null,null,null,null,null,null,null,null,null,null,null,null,null,null,null,null,null,null,null,null,null,null,null,null,null,null,null,"SRB 9",null,null,"SRB 9",null,null,"SRB 9",null,null,"SRB 9",null,null,"SRB 9",null,null,"SRB 9",null,null,"SRB 9",null,null,"SRB 9",null,null,"SRB 9",null,null,"SRB 9",null,null,"SRB 9",null,null,"SRB 9",null,null,"SRB 9",null,null,"SRB 9",null,null,"SRB 9",null,null,"SRB 9",null,null,"SRB 9",null,null,"SRB 9",null,null,"SRB 9",null,null,"SRB 9",null,null,"SRB 9",null,null,"SRB 9",null,null,"SRB 9",null,null,"SRB 9",null,null,"SRB 9",null,null,"SRB 9",null,null,"SRB 9",null,null,"SRB 9",null,null,"SRB 9",null,null,"SRB 9",null,null,null,null,null,null,null,null,null,null,null,null,null,null,null,null,null,null,null,null,null,null,null,null,null,null,"SRB 9"]
[null,null,null,null,null,null,"ID KORISNIKA/ USER ID",null,{"$f":"COUNTA(J2:UU2)","v":38},null,null,null,null,null,null,null,null,null,null,null,null,null,null,null,null,null,null,null,null,null,null,null,null,null,null,null,null,null,null,null,null,null,null,null,null,null,null,null,null,null,null,null,null,null,null,null,null,null,null,null,null,null,null,null,null,null,null,null,null,null,null,null,null,null,null,null,null,null,null,null,null,null,null,null,null,null,null,null,null,null,null,null,null,35,null,null,36,null,null,37,null,null,null,null,null,null,null,null,null,null,null,null,null,null,null,null,null,null,null,null,null,null,null,null,null,null,null,null,null,null,null,null,null,null,null,null,null,null,null,null,null,null,null,null,null,null,null,null,null,null,null,null,null,null,null,null,null,null,null,58,null,null,59,null,null,60,null,null,null,null,null,62,null,null,null,null,null,null,null,null,null,null,null,null,null,null,null,null,null,null,null,null,null,null,null,null,null,null,null,null,null,null,null,null,null,null,null,null,null,null,null,null,null,null,null,null,null,null,null,null,null,null,null,null,null,null,null,null,null,null,null,null,null,null,null,null,null,null,null,null,null,null,null,null,null,null,null,null,null,null,null,null,null,null,null,null,null,null,null,null,null,null,null,null,null,null,null,null,null,null,null,null,null,null,null,null,null,null,null,null,null,null,null,null,null,null,null,null,null,null,null,null,null,null,null,null,null,null,null,null,null,null,null,null,null,null,null,null,null,null,null,null,null,null,null,null,null,null,null,null,null,null,null,null,null,null,null,null,null,null,null,null,null,null,null,null,null,null,null,null,null,null,null,null,null,null,null,null,null,null,null,null,null,null,null,null,null,null,null,null,null,null,null,null,null,null,null,null,null,null,null,null,null,null,null,null,null,null,null,null,null,null,null,null,null,null,null,null,null,null,null,null,null,null,null,null,null,null,null,null,null,null,null,null,null,null,null,null,null,null,null,null,null,null,null,null,null,null,null,null,null,null,null,null,null,null,null,null,null,null,null,null,null,null,null,null,null,null,null,null,null,null,null,null,null,null,null,null,null,null,158,null,null,159,null,null,160,null,null,161,null,null,162,null,null,163,null,null,164,null,null,165,null,null,166,null,null,167,null,null,168,null,null,169,null,null,170,null,null,171,null,null,172,null,null,173,null,null,174,null,null,175,null,null,176,null,null,177,null,null,178,null,null,179,null,null,180,null,null,181,null,null,182,null,null,183,null,null,184,null,null,185,null,null,186,null,null,187,null,null,null,null,null,null,null,null,null,null,null,null,null,null,null,null,null,null,null,null,null,null,null,null,null,null,198]
[null,null,null,null,null,null,"IME KORISNIKA/ NAME",null,38,null,null,null,null,null,null,null,null,null,null,null,null,null,null,null,null,null,null,null,null,null,null,null,null,null,null,null,null,null,null,null,null,null,null,null,null,null,null,null,null,null,null,null,null,null,null,null,null,null,null,null,null,null,null,null,null,null,null,null,null,null,null,null,null,null,null,null,null,null,null,null,null,null,null,null,null,null,null,null,null,null,null,null,null,"Slobodan",null,null,"Žarko",null,null,"Rade",null,null,null,null,null,null,null,null,null,null,null,null,null,null,null,null,null,null,null,null,null,null,null,null,null,null,null,null,null,null,null,null,null,null,null,null,null,null,null,null,null,null,null,null,null,null,null,null,null,null,null,null,null,null,null,null,null,null,null,"Pero",null,null,"Stevo",null,null,"Branko",null,null,null,null,null,"Divna",null,null,null,null,null,null,null,null,null,null,null,null,null,null,null,null,null,null,null,null,null,null,null,null,null,null,null,null,null,null,null,null,null,null,null,null,null,null,null,null,null,null,null,null,null,null,null,null,null,null,null,null,null,null,null,null,null,null,null,null,null,null,null,null,null,null,null,null,null,null,null,null,null,null,null,null,null,null,null,null,null,null,null,null,null,null,null,null,null,null,null,null,null,null,null,null,null,null,null,null,null,null,null,null,null,null,null,null,null,null,null,null,null,null,null,null,null,null,null,null,null,null,null,null,null,null,null,null,null,null,null,null,null,null,null,null,null,null,null,null,null,null,null,null,null,null,null,null,null,null,null,null,null,null,null,null,null,null,null,null,null,null,null,null,null,null,null,null,null,null,null,null,null,null,null,null,null,null,null,null,null,null,null,null,null,null,null,null,null,null,null,null,null,null,null,null,null,null,null,null,null,null,null,null,null,null,null,null,null,null,null,null,null,null,null,null,null,null,null,null,null,null,null,null,null,null,null,null,null,null,null,null,null,null,null,null,null,null,null,null,null,null,null,null,null,null,null,null,null,null,null,null,null,null,null,null,null,null,null,null,null,null,null,null,null,null,null,null,null,null,null,null,null,null,null,null,null,null,"Milan",null,null,"Rajko",null,null,"Mirjana",null,null,"Đuro",null,null,"Sanela",null,null,"Željko ",null,null,"Ranko",null,null,"Svemir",null,null,"Sonja",null,null,"Ljuba",null,null,"Gojko",null,null,"Nikola",null,null,"Željko",null,null,"Željko",null,null,"Veljko",null,null,"Dušica",null,null,"Simo",null,null,"Ranko",null,null,"Dušan",null,null,"Dragomir",null,null,"Branko",null,null,"Mirko",null,null,"Mile",null,null,"Boško",null,null,"Jelena",null,null,"Milan",null,null,"Milovan",null,null,"Đuro",null,null,"Nikola",null,null,"Marija",null,null,null,null,null,null,null,null,null,null,null,null,null,null,null,null,null,null,null,null,null,null,null,null,null,null,"Milka"]
[null,null,null,null,null,null,"PREZIME KORISNIKA/ SURNAME",null,38,null,null,null,null,null,null,null,null,null,null,null,null,null,null,null,null,null,null,null,null,null,null,null,null,null,null,null,null,null,null,null,null,null,null,null,null,null,null,null,null,null,null,null,null,null,null,null,null,null,null,null,null,null,null,null,null,null,null,null,null,null,null,null,null,null,null,null,null,null,null,null,null,null,null,null,null,null,null,null,null,null,null,null,null,"Jurošević",null,null,"Lončarević",null,null,"Pavlović ",null,null,null,null,null,null,null,null,null,null,null,null,null,null,null,null,null,null,null,null,null,null,null,null,null,null,null,null,null,null,null,null,null,null,null,null,null,null,null,null,null,null,null,null,null,null,null,null,null,null,null,null,null,null,null,null,null,null,null,"Barbir",null,null,"Glodić",null,null,"Stojanović",null,null,null,null,null,"Ćosović",null,null,null,null,null,null,null,null,null,null,null,null,null,null,null,null,null,null,null,null,null,null,null,null,null,null,null,null,null,null,null,null,null,null,null,null,null,null,null,null,null,null,null,null,null,null,null,null,null,null,null,null,null,null,null,null,null,null,null,null,null,null,null,null,null,null,null,null,null,null,null,null,null,null,null,null,null,null,null,null,null,null,null,null,null,null,null,null,null,null,null,null,null,null,null,null,null,null,null,null,null,null,null,null,null,null,null,null,null,null,null,null,null,null,null,null,null,null,null,null,null,null,null,null,null,null,null,null,null,null,null,null,null,null,null,null,null,null,null,null,null,null,null,null,null,null,null,null,null,null,null,null,null,null,null,null,null,null,null,null,null,null,null,null,null,null,null,null,null,null,null,null,null,null,null,null,null,null,null,null,null,null,null,null,null,null,null,null,null,null,null,null,null,null,null,null,null,null,null,null,null,null,null,null,null,null,null,null,null,null,null,null,null,null,null,null,null,null,null,null,null,null,null,null,null,null,null,null,null,null,null,null,null,null,null,null,null,null,null,null,null,null,null,null,null,null,null,null,null,null,null,null,null,null,null,null,null,null,null,null,null,null,null,null,null,null,null,null,null,null,null,null,null,null,null,null,null,null,"Muškinja",null,null,"Bozinac",null,null,"Čormaković",null,null,"Krunić",null,null,"Vujinović",null,null,"Babić",null,null,"Radanović",null,null,"Ćalić",null,null,"Bokan",null,null,"Trbojević",null,null,"Radanović",null,null,"Dragojević",null,null,"Flanjak",null,null,"Šolaja",null,null,"Pavlović",null,null,"Mandić",null,null,"Mirković",null,null,"Kajganić",null,null,"Čizmić",null,null,"Jovičić",null,null,"Beuković",null,null,"Šodolović",null,null,"Pupovac",null,null,"Relić",null,null,"Pertović",null,null,"Milaković",null,null,"Vučetić",null,null,"Tojagić",null,null,"Šašić",null,null,"Ćelap",null,null,null,null,null,null,null,null,null,null,null,null,null,null,null,null,null,null,null,null,null,null,null,null,null,null,"Rogula"]
[null,null,null,null,null,null,"TELEFON KORISNIKA/ PHONE",null,38,null,null,null,null,null,null,null,null,null,null,null,null,null,null,null,null,null,null,null,null,null,null,null,null,null,null,null,null,null,null,null,null,null,null,null,null,null,null,null,null,null,null,null,null,null,null,null,null,null,null,null,null,null,null,null,null,null,null,null,null,null,null,null,null,null,null,null,null,null,null,null,null,null,null,null,null,null,null,null,null,null,null,null,null,"063/140-2135",null,null,"064/526-4257",null,null,"065/ 433-8478",null,null,null,null,null,null,null,null,null,null,null,null,null,null,null,null,null,null,null,null,null,null,null,null,null,null,null,null,null,null,null,null,null,null,null,null,null,null,null,null,null,null,null,null,null,null,null,null,null,null,null,null,null,null,null,null,null,null,null,"060/150-5915",null,null,"064/920-73-02",null,null,"064/571-21-14",null,null,null,null,null,"065/4444-339",null,null,null,null,null,null,null,null,null,null,null,null,null,null,null,null,null,null,null,null,null,null,null,null,null,null,null,null,null,null,null,null,null,null,null,null,null,null,null,null,null,null,null,null,null,null,null,null,null,null,null,null,null,null,null,null,null,null,null,null,null,null,null,null,null,null,null,null,null,null,null,null,null,null,null,null,null,null,null,null,null,null,null,null,null,null,null,null,null,null,null,null,null,null,null,null,null,null,null,null,null,null,null,null,null,null,null,null,null,null,null,null,null,null,null,null,null,null,null,null,null,null,null,null,null,null,null,null,null,null,null,null,null,null,null,null,null,null,null,null,null,null,null,null,null,null,null,null,null,null,null,null,null,null,null,null,null,null,null,null,null,null,null,null,null,null,null,null,null,null,null,null,null,null,null,null,null,null,null,null,null,null,null,null,null,null,null,null,null,null,null,null,null,null,null,null,null,null,null,null,null,null,null,null,null,null,null,null,null,null,null,null,null,null,null,null,null,null,null,null,null,null,null,null,null,null,null,null,null,null,null,null,null,null,null,null,null,null,null,null,null,null,null,null,null,null,null,null,null,null,null,null,null,null,null,null,null,null,null,null,null,null,null,null,null,null,null,null,null,null,null,null,null,null,null,null,null,null,"069/311-6130",null,null,"062/525833",null,null,"063/478-560",null,null,"063/343-680",null,null,"065/378-0772",null,null,"063/7046-997",null,null,"063/553010",null,null,"064/2115118",null,null,"063/776-1536",null,null,"063/8835340",null,null,"062/272611",null,null,"063/658-988",null,null,"060/556-5771",null,null,"064/8021-201",null,null,"062/1333605",null,null,"063/709-2678",null,null,"063/205904",null,null,"063/8216192",null,null,"060/1663658",null,null,"063/333161",null,null,"061/654-3732",null,null,"064/8323620",null,null,"022/342182",null,null,"060/133-64-70",null,null,"062/126-2325",null,null,"064/1186-292",null,null,"064/3827399",null,null,"064/0557673",null,null,"064/1632802",null,null,"063/8417216",null,null,null,null,null,null,null,null,null,null,null,null,null,null,null,null,null,null,null,null,null,null,null,null,null,null,"064/567-2782"]
[null,null,null,null,null,null,"OPŠTINA ISPORUKE/ MUNICIPALITY",null,38,null,null,null,null,null,null,null,null,null,null,null,null,null,null,null,null,null,null,null,null,null,null,null,null,null,null,null,null,null,null,null,null,null,null,null,null,null,null,null,null,null,null,null,null,null,null,null,null,null,null,null,null,null,null,null,null,null,null,null,null,null,null,null,null,null,null,null,null,null,null,null,null,null,null,null,null,null,null,null,null,null,null,null,null,"Bogatić",null,null,"Bogatić",null,null,"Bogatić",null,null,null,null,null,null,null,null,null,null,null,null,null,null,null,null,null,null,null,null,null,null,null,null,null,null,null,null,null,null,null,null,null,null,null,null,null,null,null,null,null,null,null,null,null,null,null,null,null,null,null,null,null,null,null,null,null,null,null,"Mionica",null,null,"Mionica",null,null,"Mionica",null,null,null,null,null,"Osečina",null,null,null,null,null,null,null,null,null,null,null,null,null,null,null,null,null,null,null,null,null,null,null,null,null,null,null,null,null,null,null,null,null,null,null,null,null,null,null,null,null,null,null,null,null,null,null,null,null,null,null,null,null,null,null,null,null,null,null,null,null,null,null,null,null,null,null,null,null,null,null,null,null,null,null,null,null,null,null,null,null,null,null,null,null,null,null,null,null,null,null,null,null,null,null,null,null,null,null,null,null,null,null,null,null,null,null,null,null,null,null,null,null,null,null,null,null,null,null,null,null,null,null,null,null,null,null,null,null,null,null,null,null,null,null,null,null,null,null,null,null,null,null,null,null,null,null,null,null,null,null,null,null,null,null,null,null,null,null,null,null,null,null,null,null,null,null,null,null,null,null,null,null,null,null,null,null,null,null,null,null,null,null,null,null,null,null,null,null,null,null,null,null,null,null,null,null,null,null,null,null,null,null,null,null,null,null,null,null,null,null,null,null,null,null,null,null,null,null,null,null,null,null,null,null,null,null,null,null,null,null,null,null,null,null,null,null,null,null,null,null,null,null,null,null,null,null,null,null,null,null,null,null,null,null,null,null,null,null,null,null,null,null,null,null,null,null,null,null,null,null,null,null,null,null,null,null,null,"Stara Pazova",null,null,"Stara Pazova",null,null,"Stara Pazova",null,null,"Stara Pazova",null,null,"Stara Pazova",null,null,"Stara Pazova",null,null,"Srtara Pazova",null,null,"Stara Pazova",null,null,"Stara Pazova",null,null,"Stara Pazova",null,null,"Stara Pazova",null,null,"Stara Pazova",null,null,"Stara Pazova",null,null,"Stara Pazova",null,null,"Stara Pazova",null,null,"Stara Pazova",null,null,"Stara Pazova",null,null,"Stara Pazova",null,null,"Stara Pazova",null,null,"Stara Pazova",null,null,"Stara Pazova",null,null,"Stara Pazova",null,null,"Stara Pazova",null,null,"Stara Pazova",null,null,"Stara Pazova",null,null,"Stara Pazova",null,null,"Stara Pazova",null,null,"Stara Pazova",null,null,"Stara Pazova",null,null,"Stara Pazova",null,null,null,null,null,null,null,null,null,null,null,null,null,null,null,null,null,null,null,null,null,null,null,null,null,null,"Ub"]
[null,null,null,null,null,null,"MESTO ISPORUKE/ CITY",null,38,null,null,null,null,null,null,null,null,null,null,null,null,null,null,null,null,null,null,null,null,null,null,null,null,null,null,null,null,null,null,null,null,null,null,null,null,null,null,null,null,null,null,null,null,null,null,null,null,null,null,null,null,null,null,null,null,null,null,null,null,null,null,null,null,null,null,null,null,null,null,null,null,null,null,null,null,null,null,null,null,null,null,null,null,"Crna Bara",null,null,"Dublje",null,null,"Klenje",null,null,null,null,null,null,null,null,null,null,null,null,null,null,null,null,null,null,null,null,null,null,null,null,null,null,null,null,null,null,null,null,null,null,null,null,null,null,null,null,null,null,null,null,null,null,null,null,null,null,null,null,null,null,null,null,null,null,null,"Paštrić",null,null,"Rajković",null,null,"Gornji Lajkovac",null,null,null,null,null,"Osečina",null,null,null,null,null,null,null,null,null,null,null,null,null,null,null,null,null,null,null,null,null,null,null,null,null,null,null,null,null,null,null,null,null,null,null,null,null,null,null,null,null,null,null,null,null,null,null,null,null,null,null,null,null,null,null,null,null,null,null,null,null,null,null,null,null,null,null,null,null,null,null,null,null,null,null,null,null,null,null,null,null,null,null,null,null,null,null,null,null,null,null,null,null,null,null,null,null,null,null,null,null,null,null,null,null,null,null,null,null,null,null,null,null,null,null,null,null,null,null,null,null,null,null,null,null,null,null,null,null,null,null,null,null,null,null,null,null,null,null,null,null,null,null,null,null,null,null,null,null,null,null,null,null,null,null,null,null,null,null,null,null,null,null,null,null,null,null,null,null,null,null,null,null,null,null,null,null,null,null,null,null,null,null,null,null,null,null,null,null,null,null,null,null,null,null,null,null,null,null,null,null,null,null,null,null,null,null,null,null,null,null,null,null,null,null,null,null,null,null,null,null,null,null,null,null,null,null,null,null,null,null,null,null,null,null,null,null,null,null,null,null,null,null,null,null,null,null,null,null,null,null,null,null,null,null,null,null,null,null,null,null,null,null,null,null,null,null,null,null,null,null,null,null,null,null,null,null,null,"Stara Pazova",null,null,"Golubinci",null,null,"Stari Banovci",null,null,"Novi Banovci",null,null,"Stara Pazova",null,null,"Novi Banovci",null,null,"Stara Pazova",null,null,"Golubinci",null,null,"Golubinci",null,null,"Golubinci",null,null,"Golubinci",null,null,"Stari Banovci",null,null,"Novi Banovci",null,null,"Novi Banovci",null,null,"Golubinci",null,null,"Golubinci",null,null,"Golubinci",null,null,"Golubinci",null,null,"Stara Pazova",null,null,"Stara Pazova",null,null,"Golubinci",null,null,"Golubinci",null,null,"Novi Banovci",null,null,"Novi Banovci",null,null,"Stara Pazova",null,null,"Stara Pazova",null,null,"Golubinci",null,null,"Stara Pazova",null,null,"Golubinci",null,null,"Stara Pazova",null,null,null,null,null,null,null,null,null,null,null,null,null,null,null,null,null,null,null,null,null,null,null,null,null,null,"Crvena jabuka "]
[null,null,null,null,null,null,"LOKACIJA ISPORUKE/ LOCATION OF DELIVERY",null,38,null,null,null,null,null,null,null,null,null,null,null,null,null,null,null,null,null,null,null,null,null,null,null,null,null,null,null,null,null,null,null,null,null,null,null,null,null,null,null,null,null,null,null,null,null,null,null,null,null,null,null,null,null,null,null,null,null,null,null,null,null,null,null,null,null,null,null,null,null,null,null,null,null,null,null,null,null,null,null,null,null,null,null,null,"Miodraga Sirovice 6",null,null,"Vojvode Milića Drinčića15a",null,null,"Drinska 064",null,null,null,null,null,null,null,null,null,null,null,null,null,null,null,null,null,null,null,null,null,null,null,null,null,null,null,null,null,null,null,null,null,null,null,null,null,null,null,null,null,null,null,null,null,null,null,null,null,null,null,null,null,null,null,null,null,null,null,"Paštrić bb",null,null,"Rajković bb",null,null,"Nema ulice bb",null,null,null,null,null,"Karađorđeva 147",null,null,null,null,null,null,null,null,null,null,null,null,null,null,null,null,null,null,null,null,null,null,null,null,null,null,null,null,null,null,null,null,null,null,null,null,null,null,null,null,null,null,null,null,null,null,null,null,null,null,null,null,null,null,null,null,null,null,null,null,null,null,null,null,null,null,null,null,null,null,null,null,null,null,null,null,null,null,null,null,null,null,null,null,null,null,null,null,null,null,null,null,null,null,null,null,null,null,null,null,null,null,null,null,null,null,null,null,null,null,null,null,null,null,null,null,null,null,null,null,null,null,null,null,null,null,null,null,null,null,null,null,null,null,null,null,null,null,null,null,null,null,null,null,null,null,null,null,null,null,null,null,null,null,null,null,null,null,null,null,null,null,null,null,null,null,null,null,null,null,null,null,null,null,null,null,null,null,null,null,null,null,null,null,null,null,null,null,null,null,null,null,null,null,null,null,null,null,null,null,null,null,null,null,null,null,null,null,null,null,null,null,null,null,null,null,null,null,null,null,null,null,null,null,null,null,null,null,null,null,null,null,null,null,null,null,null,null,null,null,null,null,null,null,null,null,null,null,null,null,null,null,null,null,null,null,null,null,null,null,null,null,null,null,null,null,null,null,null,null,null,null,null,null,null,null,null,null,"M.Filipa 161",null,null,"Fruškogorska 1",null,null,"Vikend Naselje 48",null,null,"Ulica Mladih 18A",null,null,"Zmaj Jovina 34",null,null,"Ulica Mladih 20",null,null,"Šturova 6",null,null,"Fruškogorska 18",null,null,"Grobljanska 132",null,null,"Đurđevska 73",null,null,"Železnička 55",null,null,"Zlatka Skerlatovića 10",null,null,"Vojvođanska 159 B",null,null,"Prijepoljska 6",null,null,"Grobljanska 133",null,null,"Palanačka bb",null,null,"Maradička 136",null,null,"Grobljanska 80",null,null,"Vladimira Hurbana 16",null,null,"Poljska 13",null,null,"Šimanovačka 67",null,null,"Mihajla Pupina  3",null,null,"Krajiška 13",null,null,"Crnogorska 10",null,null,"S.Aranickog 18",null,null,"Drinska 14",null,null,"Grobljanska 79",null,null,"M. Filipa 147",null,null,"Maradička 112",null,null,"M. Antića 83",null,null,null,null,null,null,null,null,null,null,null,null,null,null,null,null,null,null,null,null,null,null,null,null,null,null,"Crvena jabuka bb"]
[null,null,null,null,null,null,"UKUPNO PO KORISNIKU/ TOTAL BY BENEFICIARY",null,38,null,null,null,null,null,null,null,null,null,null,null,null,null,null,null,null,null,null,null,null,null,null,null,null,null,null,null,null,null,null,null,null,null,null,null,null,null,null,null,null,null,null,null,null,null,null,null,null,null,null,null,null,null,null,null,null,null,null,null,null,null,null,null,null,null,null,null,null,null,null,null,null,null,null,null,null,null,null,null,null,null,null,null,null,{"$f":"CQ267","v":0},null,null,{"$f":"CT267","v":0},null,null,{"$f":"CW267","v":0},null,null,null,null,null,null,null,null,null,null,null,null,null,null,null,null,null,null,null,null,null,null,null,null,null,null,null,null,null,null,null,null,null,null,null,null,null,null,null,null,null,null,null,null,null,null,null,null,null,null,null,null,null,null,null,null,null,null,null,{"$f":"FE267","v":0},null,null,{"$f":"FH267","v":0},null,null,{"$f":"FK267","v":0},null,null,null,null,null,{"$f":"FQ267","v":0},null,null,null,null,null,null,null,null,null,null,null,null,null,null,null,null,null,null,null,null,null,null,null,null,null,null,null,null,null,null,null,null,null,null,null,null,null,null,null,null,null,null,null,null,null,null,null,null,null,null,null,null,null,null,null,null,null,null,null,null,null,null,null,null,null,null,null,null,null,null,null,null,null,null,null,null,null,null,null,null,null,null,null,null,null,null,null,null,null,null,null,null,null,null,null,null,null,null,null,null,null,null,null,null,null,null,null,null,null,null,null,null,null,null,null,null,null,null,null,null,null,null,null,null,null,null,null,null,null,null,null,null,null,null,null,null,null,null,null,null,null,null,null,null,null,null,null,null,null,null,null,null,null,null,null,null,null,null,null,null,null,null,null,null,null,null,null,null,null,null,null,null,null,null,null,null,null,null,null,null,null,null,null,null,null,null,null,null,null,null,null,null,null,null,null,null,null,null,null,null,null,null,null,null,null,null,null,null,null,null,null,null,null,null,null,null,null,null,null,null,null,null,null,null,null,null,null,null,null,null,null,null,null,null,null,null,null,null,null,null,null,null,null,null,null,null,null,null,null,null,null,null,null,null,null,null,null,null,null,null,null,null,null,null,null,null,null,null,null,null,null,null,null,null,null,null,null,null,{"$f":"QJ267","v":0},null,null,{"$f":"QM267","v":0},null,null,{"$f":"QP267","v":0},null,null,{"$f":"QS267","v":0},null,null,{"$f":"QV267","v":0},null,null,{"$f":"QY267","v":0},null,null,{"$f":"RB267","v":0},null,null,{"$f":"RE267","v":0},null,null,{"$f":"RH267","v":0},null,null,{"$f":"RK267","v":0},null,null,{"$f":"RN267","v":0},null,null,{"$f":"RQ267","v":0},null,null,{"$f":"RT267","v":0},null,null,{"$f":"RW267","v":0},null,null,{"$f":"RZ267","v":0},null,null,{"$f":"SC267","v":0},null,null,{"$f":"SF267","v":0},null,null,{"$f":"SI267","v":0},null,null,{"$f":"SL267","v":0},null,null,{"$f":"SO267","v":0},null,null,{"$f":"SR267","v":0},null,null,{"$f":"SU267","v":0},null,null,{"$f":"SX267","v":0},null,null,{"$f":"TA267","v":0},null,null,{"$f":"TD267","v":0},null,null,{"$f":"TG267","v":0},null,null,{"$f":"TJ267","v":0},null,null,{"$f":"TM267","v":0},null,null,{"$f":"TP267","v":0},null,null,{"$f":"TS267","v":0},null,null,null,null,null,null,null,null,null,null,null,null,null,null,null,null,null,null,null,null,null,null,null,null,null,null,{"$f":"UT267","v":0}]
[]
["KOD/\nCODE",null,null,"Opis građevinskog materijala ","Description of building materials","Jed.\nprod./\nUNIT","Jedinična\nprod.cena/\nUNIT PRICE ","Zbir Količina po materijalima/\nSUM QTY","ZBIR UKUPNO PO MATERIJALIMA/\nSUM PRICE",null,null,null,null,null,null,null,null,null,null,null,null,null,null,null,null,null,null,null,null,null,null,null,null,null,null,null,null,null,null,null,null,null,null,null,null,null,null,null,null,null,null,null,null,null,null,null,null,null,null,null,null,null,null,null,null,null,null,null,null,null,null,null,null,null,null,null,null,null,null,null,null,null,null,null,null,null,null,null,null,null,null,null,null,"Količina/\nQTY","UKUPNO/\nTOTAL",null,"Količina/\nQTY","UKUPNO/\nTOTAL",null,"Količina/\nQTY","UKUPNO/\nTOTAL",null,null,null,null,null,null,null,null,null,null,null,null,null,null,null,null,null,null,null,null,null,null,null,null,null,null,null,null,null,null,null,null,null,null,null,null,null,null,null,null,null,null,null,null,null,null,null,null,null,null,null,null,null,null,null,null,null,null,"Količina/\nQTY","UKUPNO/\nTOTAL",null,"Količina/\nQTY","UKUPNO/\nTOTAL",null,"Količina/\nQTY","UKUPNO/\nTOTAL",null,null,null,null,"Količina/\nQTY","UKUPNO/\nTOTAL",null,null,null,null,null,null,null,null,null,null,null,null,null,null,null,null,null,null,null,null,null,null,null,null,null,null,null,null,null,null,null,null,null,null,null,null,null,null,null,null,null,null,null,null,null,null,null,null,null,null,null,null,null,null,null,null,null,null,null,null,null,null,null,null,null,null,null,null,null,null,null,null,null,null,null,null,null,null,null,null,null,null,null,null,null,null,null,null,null,null,null,null,null,null,null,null,null,null,null,null,null,null,null,null,null,null,null,null,null,null,null,null,null,null,null,null,null,null,null,null,null,null,null,null,null,null,null,null,null,null,null,null,null,null,null,null,null,null,null,null,null,null,null,null,null,null,null,null,null,null,null,null,null,null,null,null,null,null,null,null,null,null,null,null,null,null,null,null,null,null,null,null,null,null,null,null,null,null,null,null,null,null,null,null,null,null,null,null,null,null,null,null,null,null,null,null,null,null,null,null,null,null,null,null,null,null,null,null,null,null,null,null,null,null,null,null,null,null,null,null,null,null,null,null,null,null,null,null,null,null,null,null,null,null,null,null,null,null,null,null,null,null,null,null,null,null,null,null,null,null,null,null,null,null,null,null,null,null,null,null,null,null,null,null,null,null,null,null,null,null,null,null,null,null,null,null,null,"Količina/\nQTY","UKUPNO/\nTOTAL",null,"Količina/\nQTY","UKUPNO/\nTOTAL",null,"Količina/\nQTY","UKUPNO/\nTOTAL",null,"Količina/\nQTY","UKUPNO/\nTOTAL",null,"Količina/\nQTY","UKUPNO/\nTOTAL",null,"Količina/\nQTY","UKUPNO/\nTOTAL",null,"Količina/\nQTY","UKUPNO/\nTOTAL",null,"Količina/\nQTY","UKUPNO/\nTOTAL",null,"Količina/\nQTY","UKUPNO/\nTOTAL",null,"Količina/\nQTY","UKUPNO/\nTOTAL",null,"Količina/\nQTY","UKUPNO/\nTOTAL",null,"Količina/\nQTY","UKUPNO/\nTOTAL",null,"Količina/\nQTY","UKUPNO/\nTOTAL",null,"Količina/\nQTY","UKUPNO/\nTOTAL",null,"Količina/\nQTY","UKUPNO/\nTOTAL",null,"Količina/\nQTY","UKUPNO/\nTOTAL",null,"Količina/\nQTY","UKUPNO/\nTOTAL",null,"Količina/\nQTY","UKUPNO/\nTOTAL",null,"Količina/\nQTY","UKUPNO/\nTOTAL",null,"Količina/\nQTY","UKUPNO/\nTOTAL",null,"Količina/\nQTY","UKUPNO/\nTOTAL",null,"Količina/\nQTY","UKUPNO/\nTOTAL",null,"Količina/\nQTY","UKUPNO/\nTOTAL",null,"Količina/\nQTY","UKUPNO/\nTOTAL",null,"Količina/\nQTY","UKUPNO/\nTOTAL",null,"Količina/\nQTY","UKUPNO/\nTOTAL",null,"Količina/\nQTY","UKUPNO/\nTOTAL",null,"Količina/\nQTY","UKUPNO/\nTOTAL",null,"Količina/\nQTY","UKUPNO/\nTOTAL",null,"Količina/\nQTY","UKUPNO/\nTOTAL",null,null,null,null,null,null,null,null,null,null,null,null,null,null,null,null,null,null,null,null,null,null,null,null,null,"Količina/\nQTY","UKUPNO/\nTOTAL"]
[null,null,null,null,null,null,null,null,null,null,null,null,null,null,null,null,null,null,null,null,null,null,null,null,null,null,null,null,null,null,null,null,null,null,null,null,null,null,null,null,null,null,null,null,null,null,null,null,null,null,null,null,null,null,null,null,null,null,null,null,null,null,null,null,null,null,null,null,null,null,null,null,null,null,null,null,null,null,null,null,null,null,null,null,null,null,null,null,null,null,null,null,null,{"$f":"CONCATENATE(\"ID\",CP2)","v":"ID35"},null,null,{"$f":"CONCATENATE(\"ID\",CS2)","v":"ID36"},null,null,{"$f":"CONCATENATE(\"ID\",CV2)","v":"ID37"},null,null,null,null,null,null,null,null,null,null,null,null,null,null,null,null,null,null,null,null,null,null,null,null,null,null,null,null,null,null,null,null,null,null,null,null,null,null,null,null,null,null,null,null,null,null,null,null,null,null,null,null,null,null,null,null,null,null,null,{"$f":"CONCATENATE(\"ID\",FD2)","v":"ID58"},null,null,{"$f":"CONCATENATE(\"ID\",FG2)","v":"ID59"},null,null,{"$f":"CONCATENATE(\"ID\",FJ2)","v":"ID60"},null,null,null,null,null,{"$f":"CONCATENATE(\"ID\",FP2)","v":"ID62"},null,null,null,null,null,null,null,null,null,null,null,null,null,null,null,null,null,null,null,null,null,null,null,null,null,null,null,null,null,null,null,null,null,null,null,null,null,null,null,null,null,null,null,null,null,null,null,null,null,null,null,null,null,null,null,null,null,null,null,null,null,null,null,null,null,null,null,null,null,null,null,null,null,null,null,null,null,null,null,null,null,null,null,null,null,null,null,null,null,null,null,null,null,null,null,null,null,null,null,null,null,null,null,null,null,null,null,null,null,null,null,null,null,null,null,null,null,null,null,null,null,null,null,null,null,null,null,null,null,null,null,null,null,null,null,null,null,null,null,null,null,null,null,null,null,null,null,null,null,null,null,null,null,null,null,null,null,null,null,null,null,null,null,null,null,null,null,null,null,null,null,null,null,null,null,null,null,null,null,null,null,null,null,null,null,null,null,null,null,null,null,null,null,null,null,null,null,null,null,null,null,null,null,null,null,null,null,null,null,null,null,null,null,null,null,null,null,null,null,null,null,null,null,null,null,null,null,null,null,null,null,null,null,null,null,null,null,null,null,null,null,null,null,null,null,null,null,null,null,null,null,null,null,null,null,null,null,null,null,null,null,null,null,null,null,null,null,null,null,null,null,null,null,null,null,null,null,null,{"$f":"CONCATENATE(\"ID\",QI2)","v":"ID158"},null,null,{"$f":"CONCATENATE(\"ID\",QL2)","v":"ID159"},null,null,{"$f":"CONCATENATE(\"ID\",QO2)","v":"ID160"},null,null,{"$f":"CONCATENATE(\"ID\",QR2)","v":"ID161"},null,null,{"$f":"CONCATENATE(\"ID\",QU2)","v":"ID162"},null,null,{"$f":"CONCATENATE(\"ID\",QX2)","v":"ID163"},null,null,{"$f":"CONCATENATE(\"ID\",RA2)","v":"ID164"},null,null,{"$f":"CONCATENATE(\"ID\",RD2)","v":"ID165"},null,null,{"$f":"CONCATENATE(\"ID\",RG2)","v":"ID166"},null,null,{"$f":"CONCATENATE(\"ID\",RJ2)","v":"ID167"},null,null,{"$f":"CONCATENATE(\"ID\",RM2)","v":"ID168"},null,null,{"$f":"CONCATENATE(\"ID\",RP2)","v":"ID169"},null,null,{"$f":"CONCATENATE(\"ID\",RS2)","v":"ID170"},null,null,{"$f":"CONCATENATE(\"ID\",RV2)","v":"ID171"},null,null,{"$f":"CONCATENATE(\"ID\",RY2)","v":"ID172"},null,null,{"$f":"CONCATENATE(\"ID\",SB2)","v":"ID173"},null,null,{"$f":"CONCATENATE(\"ID\",SE2)","v":"ID174"},null,null,{"$f":"CONCATENATE(\"ID\",SH2)","v":"ID175"},null,null,{"$f":"CONCATENATE(\"ID\",SK2)","v":"ID176"},null,null,{"$f":"CONCATENATE(\"ID\",SN2)","v":"ID177"},null,null,{"$f":"CONCATENATE(\"ID\",SQ2)","v":"ID178"},null,null,{"$f":"CONCATENATE(\"ID\",ST2)","v":"ID179"},null,null,{"$f":"CONCATENATE(\"ID\",SW2)","v":"ID180"},null,null,{"$f":"CONCATENATE(\"ID\",SZ2)","v":"ID181"},null,null,{"$f":"CONCATENATE(\"ID\",TC2)","v":"ID182"},null,null,{"$f":"CONCATENATE(\"ID\",TF2)","v":"ID183"},null,null,{"$f":"CONCATENATE(\"ID\",TI2)","v":"ID184"},null,null,{"$f":"CONCATENATE(\"ID\",TL2)","v":"ID185"},null,null,{"$f":"CONCATENATE(\"ID\",TO2)","v":"ID186"},null,null,{"$f":"CONCATENATE(\"ID\",TR2)","v":"ID187"},null,null,null,null,null,null,null,null,null,null,null,null,null,null,null,null,null,null,null,null,null,null,null,null,null,null,{"$f":"CONCATENATE(\"ID\",US2)","v":"ID198"}]
[1,"A",null,"OSNOVNI GRAĐEVINSKI MATERIJAL","BASIC BUILDING MATERIALS"]
["1.1","O",1,"Cement  za betone do MB 30","Cement for concrete up to 30 MB","kg",{"$f":"CENA!G5","v":0},{"$f":"J14+M14+P14+S14+AQ14+CJ14+DK14+FD14+V14+Y14+AB14+AE14+AH14+AK14+AN14+AT14+AW14+AZ14+BC14+BF14+BI14+BL14+BO14+BR14+BU14+BX14+CA14+CD14+CG14+CM14+CP14+CS14+CV14+CY14+DB14+DE14+DH14+DN14+DQ14+DT14+DW14+DZ14+EC14+EF14+EI14+EL14+EO14+ER14+EU14+EX14+FA14+FG14+FJ14+FM14+FP14+FS14+FV14+FY14+GB14+GE14+GH14+GK14+GN14+GQ14+GT14+GW14+GZ14+HC14+HF14+HI14+HL14+HO14+HR14+HU14+HX14+IA14+ID14+IG14+IJ14+IM14+IP14+IS14+IV14+IY14+JB14+JE14+JH14+JK14+JN14+JQ14+JT14+JW14+JZ14+KC14+KF14+KI14+KL14+KO14+KR14+KU14+KX14+LA14+LD14+LG14+LJ14+LM14+LP14+LS14+LV14+LY14+MB14+ME14+MH14+MK14+MN14+MQ14+MT14+MW14+MZ14+NC14+NF14+NI14+NL14+NO14+NR14+NU14+NX14+OA14+OD14+OG14+OJ14+OM14+OP14+OS14+OV14+OY14+PB14+PE14+PH14+PK14+PN14+PQ14+PT14+PW14+PZ14+QC14+QF14+QI14+QL14+QO14+QR14+QU14+QX14+RA14+RD14+RG14+RJ14+RM14+RP14+RS14+RV14+RY14+SB14+SE14+SH14+SK14+SN14+SQ14+ST14+SW14+SZ14+TC14+TF14+TI14+TL14+TO14+TR14+TU14+TX14+UA14+UD14+UG14+UJ14+UM14+UP14+US14","v":95050},{"$f":"G14*H14","v":0},null,null,null,null,null,null,null,null,null,null,null,null,null,null,null,null,null,null,null,null,null,null,null,null,null,null,null,null,null,null,null,null,null,null,null,null,null,null,null,null,null,null,null,null,null,null,null,null,null,null,null,null,null,null,null,null,null,null,null,null,null,null,null,null,null,null,null,null,null,null,null,null,null,null,null,null,null,null,null,null,null,null,null,null,2000,{"$f":"$G14*CP14","v":0},null,4000,{"$f":"$G14*CS14","v":0},null,700,{"$f":"$G14*CV14","v":0},null,null,null,null,null,null,null,null,null,null,null,null,null,null,null,null,null,null,null,null,null,null,null,null,null,null,null,null,null,null,null,null,null,null,null,null,null,null,null,null,null,null,null,null,null,null,null,null,null,null,null,null,null,null,null,null,null,null,1050,{"$f":"$G14*FD14","v":0},null,4000,{"$f":"$G14*FG14","v":0},null,5000,{"$f":"$G14*FJ14","v":0},null,null,null,null,2800,{"$f":"$G14*FP14","v":0},null,null,null,null,null,null,null,null,null,null,null,null,null,null,null,null,null,null,null,null,null,null,null,null,null,null,null,null,null,null,null,null,null,null,null,null,null,null,null,null,null,null,null,null,null,null,null,null,null,null,null,null,null,null,null,null,null,null,null,null,null,null,null,null,null,null,null,null,null,null,null,null,null,null,null,null,null,null,null,null,null,null,null,null,null,null,null,null,null,null,null,null,null,null,null,null,null,null,null,null,null,null,null,null,null,null,null,null,null,null,null,null,null,null,null,null,null,null,null,null,null,null,null,null,null,null,null,null,null,null,null,null,null,null,null,null,null,null,null,null,null,null,null,null,null,null,null,null,null,null,null,null,null,null,null,null,null,null,null,null,null,null,null,null,null,null,null,null,null,null,null,null,null,null,null,null,null,null,null,null,null,null,null,null,null,null,null,null,null,null,null,null,null,null,null,null,null,null,null,null,null,null,null,null,null,null,null,null,null,null,null,null,null,null,null,null,null,null,null,null,null,null,null,null,null,null,null,null,null,null,null,null,null,null,null,null,null,null,null,null,null,null,null,null,null,null,null,null,null,null,null,null,null,null,null,null,null,null,null,null,null,null,null,null,null,null,null,null,null,null,null,null,null,null,null,null,null,2000,{"$f":"$G14*QI14","v":0},null,null,{"$f":"$G14*QL14","v":0},null,4000,{"$f":"$G14*QO14","v":0},null,0,{"$f":"$G14*QR14","v":0},null,2000,{"$f":"$G14*QU14","v":0},null,6000,{"$f":"$G14*QX14","v":0},null,0,{"$f":"$G14*RA14","v":0},null,2000,{"$f":"$G14*RD14","v":0},null,2000,{"$f":"$G14*RG14","v":0},null,4000,{"$f":"$G14*RJ14","v":0},null,4000,{"$f":"$G14*RM14","v":0},null,0,{"$f":"$G14*RP14","v":0},null,3500,{"$f":"$G14*RS14","v":0},null,0,{"$f":"$G14*RV14","v":0},null,3000,{"$f":"$G14*RY14","v":0},null,8000,{"$f":"$G14*SB14","v":0},null,10000,{"$f":"$G14*SE14","v":0},null,null,{"$f":"$G14*SH14","v":0},null,null,{"$f":"$G14*SK14","v":0},null,3000,{"$f":"$G14*SN14","v":0},null,6000,{"$f":"$G14*SQ14","v":0},null,null,{"$f":"$G14*ST14","v":0},null,0,{"$f":"$G14*SW14","v":0},null,0,{"$f":"$G14*SZ14","v":0},null,4000,{"$f":"$G14*TC14","v":0},null,2000,{"$f":"$G14*TF14","v":0},null,4000,{"$f":"$G14*TI14","v":0},null,0,{"$f":"$G14*TL14","v":0},null,null,{"$f":"$G14*TO14","v":0},null,3000,{"$f":"$G14*TR14","v":0},null,null,null,null,null,null,null,null,null,null,null,null,null,null,null,null,null,null,null,null,null,null,null,null,null,3000,{"$f":"$G14*US14","v":0}]
["1.2","O",2,"Hidratisani gašeni kreč pripremljen u prahu","Hydrated slaked lime powdered","kg",{"$f":"CENA!G6","v":0},{"$f":"J15+M15+P15+S15+AQ15+CJ15+DK15+FD15+V15+Y15+AB15+AE15+AH15+AK15+AN15+AT15+AW15+AZ15+BC15+BF15+BI15+BL15+BO15+BR15+BU15+BX15+CA15+CD15+CG15+CM15+CP15+CS15+CV15+CY15+DB15+DE15+DH15+DN15+DQ15+DT15+DW15+DZ15+EC15+EF15+EI15+EL15+EO15+ER15+EU15+EX15+FA15+FG15+FJ15+FM15+FP15+FS15+FV15+FY15+GB15+GE15+GH15+GK15+GN15+GQ15+GT15+GW15+GZ15+HC15+HF15+HI15+HL15+HO15+HR15+HU15+HX15+IA15+ID15+IG15+IJ15+IM15+IP15+IS15+IV15+IY15+JB15+JE15+JH15+JK15+JN15+JQ15+JT15+JW15+JZ15+KC15+KF15+KI15+KL15+KO15+KR15+KU15+KX15+LA15+LD15+LG15+LJ15+LM15+LP15+LS15+LV15+LY15+MB15+ME15+MH15+MK15+MN15+MQ15+MT15+MW15+MZ15+NC15+NF15+NI15+NL15+NO15+NR15+NU15+NX15+OA15+OD15+OG15+OJ15+OM15+OP15+OS15+OV15+OY15+PB15+PE15+PH15+PK15+PN15+PQ15+PT15+PW15+PZ15+QC15+QF15+QI15+QL15+QO15+QR15+QU15+QX15+RA15+RD15+RG15+RJ15+RM15+RP15+RS15+RV15+RY15+SB15+SE15+SH15+SK15+SN15+SQ15+ST15+SW15+SZ15+TC15+TF15+TI15+TL15+TO15+TR15+TU15+TX15+UA15+UD15+UG15+UJ15+UM15+UP15+US15","v":3800},{"$f":"G15*H15","v":0},null,null,null,null,null,null,null,null,null,null,null,null,null,null,null,null,null,null,null,null,null,null,null,null,null,null,null,null,null,null,null,null,null,null,null,null,null,null,null,null,null,null,null,null,null,null,null,null,null,null,null,null,null,null,null,null,null,null,null,null,null,null,null,null,null,null,null,null,null,null,null,null,null,null,null,null,null,null,null,null,null,null,null,null,null,{"$f":"$G15*CP15","v":0},null,null,{"$f":"$G15*CS15","v":0},null,null,{"$f":"$G15*CV15","v":0},null,null,null,null,null,null,null,null,null,null,null,null,null,null,null,null,null,null,null,null,null,null,null,null,null,null,null,null,null,null,null,null,null,null,null,null,null,null,null,null,null,null,null,null,null,null,null,null,null,null,null,null,null,null,null,null,null,null,0,{"$f":"$G15*FD15","v":0},null,0,{"$f":"$G15*FG15","v":0},null,800,{"$f":"$G15*FJ15","v":0},null,null,null,null,0,{"$f":"$G15*FP15","v":0},null,null,null,null,null,null,null,null,null,null,null,null,null,null,null,null,null,null,null,null,null,null,null,null,null,null,null,null,null,null,null,null,null,null,null,null,null,null,null,null,null,null,null,null,null,null,null,null,null,null,null,null,null,null,null,null,null,null,null,null,null,null,null,null,null,null,null,null,null,null,null,null,null,null,null,null,null,null,null,null,null,null,null,null,null,null,null,null,null,null,null,null,null,null,null,null,null,null,null,null,null,null,null,null,null,null,null,null,null,null,null,null,null,null,null,null,null,null,null,null,null,null,null,null,null,null,null,null,null,null,null,null,null,null,null,null,null,null,null,null,null,null,null,null,null,null,null,null,null,null,null,null,null,null,null,null,null,null,null,null,null,null,null,null,null,null,null,null,null,null,null,null,null,null,null,null,null,null,null,null,null,null,null,null,null,null,null,null,null,null,null,null,null,null,null,null,null,null,null,null,null,null,null,null,null,null,null,null,null,null,null,null,null,null,null,null,null,null,null,null,null,null,null,null,null,null,null,null,null,null,null,null,null,null,null,null,null,null,null,null,null,null,null,null,null,null,null,null,null,null,null,null,null,null,null,null,null,null,null,null,null,null,null,null,null,null,null,null,null,null,null,null,null,null,null,null,null,null,{"$f":"$G15*QI15","v":0},null,null,{"$f":"$G15*QL15","v":0},null,0,{"$f":"$G15*QO15","v":0},null,0,{"$f":"$G15*QR15","v":0},null,null,{"$f":"$G15*QU15","v":0},null,2000,{"$f":"$G15*QX15","v":0},null,0,{"$f":"$G15*RA15","v":0},null,null,{"$f":"$G15*RD15","v":0},null,null,{"$f":"$G15*RG15","v":0},null,null,{"$f":"$G15*RJ15","v":0},null,0,{"$f":"$G15*RM15","v":0},null,0,0,null,0,0,null,0,{"$f":"$G15*RV15","v":0},null,null,{"$f":"$G15*RY15","v":0},null,null,{"$f":"$G15*SB15","v":0},null,0,{"$f":"$G15*SE15","v":0},null,null,{"$f":"$G15*SH15","v":0},null,null,{"$f":"$G15*SK15","v":0},null,0,{"$f":"$G15*SN15","v":0},null,null,{"$f":"$G15*SQ15","v":0},null,null,{"$f":"$G15*ST15","v":0},null,0,{"$f":"$G15*SW15","v":0},null,0,{"$f":"$G15*SZ15","v":0},null,1000,{"$f":"$G15*TC15","v":0},null,null,{"$f":"$G15*TF15","v":0},null,null,{"$f":"$G15*TI15","v":0},null,0,0,null,null,0,null,0,{"$f":"$G15*TR15","v":0},null,null,null,null,null,null,null,null,null,null,null,null,null,null,null,null,null,null,null,null,null,null,null,null,null,0,{"$f":"$G15*US15","v":0}]
["1.3","O",3,"Rebrasto betonsko gvožđe (RA) ","Ribbed reinforcement steel","/","/","/","/",null,null,null,null,null,null,null,null,null,null,null,null,null,null,null,null,null,null,null,null,null,null,null,null,null,null,null,null,null,null,null,null,null,null,null,null,null,null,null,null,null,null,null,null,null,null,null,null,null,null,null,null,null,null,null,null,null,null,null,null,null,null,null,null,null,null,null,null,null,null,null,null,null,null,null,null,null,null,null,null,null,null,null,null,"/","/",null,"/","/",null,"/","/",null,null,null,null,null,null,null,null,null,null,null,null,null,null,null,null,null,null,null,null,null,null,null,null,null,null,null,null,null,null,null,null,null,null,null,null,null,null,null,null,null,null,null,null,null,null,null,null,null,null,null,null,null,null,null,null,null,null,"/","/",null,"/","/",null,"/","/",null,null,null,null,"/","/",null,null,null,null,null,null,null,null,null,null,null,null,null,null,null,null,null,null,null,null,null,null,null,null,null,null,null,null,null,null,null,null,null,null,null,null,null,null,null,null,null,null,null,null,null,null,null,null,null,null,null,null,null,null,null,null,null,null,null,null,null,null,null,null,null,null,null,null,null,null,null,null,null,null,null,null,null,null,null,null,null,null,null,null,null,null,null,null,null,null,null,null,null,null,null,null,null,null,null,null,null,null,null,null,null,null,null,null,null,null,null,null,null,null,null,null,null,null,null,null,null,null,null,null,null,null,null,null,null,null,null,null,null,null,null,null,null,null,null,null,null,null,null,null,null,null,null,null,null,null,null,null,null,null,null,null,null,null,null,null,null,null,null,null,null,null,null,null,null,null,null,null,null,null,null,null,null,null,null,null,null,null,null,null,null,null,null,null,null,null,null,null,null,null,null,null,null,null,null,null,null,null,null,null,null,null,null,null,null,null,null,null,null,null,null,null,null,null,null,null,null,null,null,null,null,null,null,null,null,null,null,null,null,null,null,null,null,null,null,null,null,null,null,null,null,null,null,null,null,null,null,null,null,null,null,null,null,null,null,null,null,null,null,null,null,null,null,null,null,null,null,null,null,null,null,null,null,"/","/",null,"/","/",null,"/","/",null,"/","/",null,"/","/",null,"/","/",null,"/","/",null,"/","/",null,"/","/",null,"/","/",null,"/","/",null,"/","/",null,"/","/",null,"/","/",null,"/","/",null,"/","/",null,"/","/",null,"/","/",null,"/","/",null,"/","/",null,"/","/",null,"/","/",null,"/","/",null,"/","/",null,"/","/",null,"/","/",null,"/","/",null,"/","/",null,null,"/",null,"/","/",null,null,null,null,null,null,null,null,null,null,null,null,null,null,null,null,null,null,null,null,null,null,null,null,null,"/","/"]
["1.3.1",null,"A","10 mm   - dužine 12m","10 mm   - length 12m ","kg",{"$f":"CENA!G8","v":0},{"$f":"J17+M17+P17+S17+AQ17+CJ17+DK17+FD17+V17+Y17+AB17+AE17+AH17+AK17+AN17+AT17+AW17+AZ17+BC17+BF17+BI17+BL17+BO17+BR17+BU17+BX17+CA17+CD17+CG17+CM17+CP17+CS17+CV17+CY17+DB17+DE17+DH17+DN17+DQ17+DT17+DW17+DZ17+EC17+EF17+EI17+EL17+EO17+ER17+EU17+EX17+FA17+FG17+FJ17+FM17+FP17+FS17+FV17+FY17+GB17+GE17+GH17+GK17+GN17+GQ17+GT17+GW17+GZ17+HC17+HF17+HI17+HL17+HO17+HR17+HU17+HX17+IA17+ID17+IG17+IJ17+IM17+IP17+IS17+IV17+IY17+JB17+JE17+JH17+JK17+JN17+JQ17+JT17+JW17+JZ17+KC17+KF17+KI17+KL17+KO17+KR17+KU17+KX17+LA17+LD17+LG17+LJ17+LM17+LP17+LS17+LV17+LY17+MB17+ME17+MH17+MK17+MN17+MQ17+MT17+MW17+MZ17+NC17+NF17+NI17+NL17+NO17+NR17+NU17+NX17+OA17+OD17+OG17+OJ17+OM17+OP17+OS17+OV17+OY17+PB17+PE17+PH17+PK17+PN17+PQ17+PT17+PW17+PZ17+QC17+QF17+QI17+QL17+QO17+QR17+QU17+QX17+RA17+RD17+RG17+RJ17+RM17+RP17+RS17+RV17+RY17+SB17+SE17+SH17+SK17+SN17+SQ17+ST17+SW17+SZ17+TC17+TF17+TI17+TL17+TO17+TR17+TU17+TX17+UA17+UD17+UG17+UJ17+UM17+UP17+US17","v":1555.74},{"$f":"G17*H17","v":0},null,null,null,null,null,null,null,null,null,null,null,null,null,null,null,null,null,null,null,null,null,null,null,null,null,null,null,null,null,null,null,null,null,null,null,null,null,null,null,null,null,null,null,null,null,null,null,null,null,null,null,null,null,null,null,null,null,null,null,null,null,null,null,null,null,null,null,null,null,null,null,null,null,null,null,null,null,null,null,null,null,null,null,null,null,{"$f":"$G17*CP17","v":0},{"$f":"CP17/$UW$17","v":0},null,{"$f":"$G17*CS17","v":0},{"$f":"CS17/$UW$17","v":0},null,{"$f":"$G17*CV17","v":0},{"$f":"CV17/$UW$17","v":0},null,null,null,null,null,null,null,null,null,null,null,null,null,null,null,null,null,null,null,null,null,null,null,null,null,null,null,null,null,null,null,null,null,null,null,null,null,null,null,null,null,null,null,null,null,null,null,null,null,null,null,null,null,null,null,null,null,0,{"$f":"$G17*FD17","v":0},{"$f":"FD17/$UW$17","v":0},0,{"$f":"$G17*FG17","v":0},{"$f":"FG17/$UW$17","v":0},0,{"$f":"$G17*FJ17","v":0},{"$f":"FJ17/$UW$17","v":0},null,null,null,0,{"$f":"$G17*FP17","v":0},{"$f":"FP17/$UW$17","v":0},null,null,null,null,null,null,null,null,null,null,null,null,null,null,null,null,null,null,null,null,null,null,null,null,null,null,null,null,null,null,null,null,null,null,null,null,null,null,null,null,null,null,null,null,null,null,null,null,null,null,null,null,null,null,null,null,null,null,null,null,null,null,null,null,null,null,null,null,null,null,null,null,null,null,null,null,null,null,null,null,null,null,null,null,null,null,null,null,null,null,null,null,null,null,null,null,null,null,null,null,null,null,null,null,null,null,null,null,null,null,null,null,null,null,null,null,null,null,null,null,null,null,null,null,null,null,null,null,null,null,null,null,null,null,null,null,null,null,null,null,null,null,null,null,null,null,null,null,null,null,null,null,null,null,null,null,null,null,null,null,null,null,null,null,null,null,null,null,null,null,null,null,null,null,null,null,null,null,null,null,null,null,null,null,null,null,null,null,null,null,null,null,null,null,null,null,null,null,null,null,null,null,null,null,null,null,null,null,null,null,null,null,null,null,null,null,null,null,null,null,null,null,null,null,null,null,null,null,null,null,null,null,null,null,null,null,null,null,null,null,null,null,null,null,null,null,null,null,null,null,null,null,null,null,null,null,null,null,null,null,null,null,null,null,null,null,null,null,null,null,null,null,null,null,null,null,null,{"$f":"$G17*QI17","v":0},{"$f":"QI17/$UW$17","v":0},null,{"$f":"$G17*QL17","v":0},{"$f":"QL17/$UW$17","v":0},0,{"$f":"$G17*QO17","v":0},{"$f":"QO17/$UW$17","v":0},0,{"$f":"$G17*QR17","v":0},{"$f":"QR17/$UW$17","v":0},77.400000000000006,{"$f":"$G17*QU17","v":0},{"$f":"QU17/$UW$17","v":10},0,{"$f":"$G17*QX17","v":0},{"$f":"QX17/$UW$17","v":0},0,{"$f":"$G17*RA17","v":0},{"$f":"RA17/$UW$17","v":0},85.14,{"$f":"$G17*RD17","v":0},{"$f":"RD17/$UW$17","v":11},108.36,{"$f":"$G17*RG17","v":0},{"$f":"RG17/$UW$17","v":14},null,{"$f":"$G17*RJ17","v":0},{"$f":"RJ17/$UW$17","v":0},92.88,{"$f":"$G17*RM17","v":0},{"$f":"RM17/$UW$17","v":11.999999999999998},0,{"$f":"$G17*RP17","v":0},{"$f":"RP17/$UW$17","v":0},0,{"$f":"$G17*RS17","v":0},{"$f":"RS17/$UW$17","v":0},0,{"$f":"$G17*RV17","v":0},{"$f":"RV17/$UW$17","v":0},154.80000000000001,{"$f":"$G17*RY17","v":0},{"$f":"RY17/$UW$17","v":20},123.84,{"$f":"$G17*SB17","v":0},{"$f":"SB17/$UW$17","v":16},232.20000000000002,{"$f":"$G17*SE17","v":0},{"$f":"SE17/$UW$17","v":30},null,{"$f":"$G17*SH17","v":0},{"$f":"SH17/$UW$17","v":0},null,{"$f":"$G17*SK17","v":0},{"$f":"SK17/$UW$17","v":0},108.36,{"$f":"$G17*SN17","v":0},{"$f":"SN17/$UW$17","v":14},170.28,{"$f":"$G17*SQ17","v":0},{"$f":"SQ17/$UW$17","v":22},null,{"$f":"$G17*ST17","v":0},{"$f":"ST17/$UW$17","v":0},0,{"$f":"$G17*SW17","v":0},{"$f":"SW17/$UW$17","v":0},0,{"$f":"$G17*SZ17","v":0},{"$f":"SZ17/$UW$17","v":0},278.64,{"$f":"$G17*TC17","v":0},{"$f":"TC17/$UW$17","v":36},null,{"$f":"$G17*TF17","v":0},{"$f":"TF17/$UW$17","v":0},null,{"$f":"$G17*TI17","v":0},{"$f":"TI17/$UW$17","v":0},0,{"$f":"$G17*TL17","v":0},{"$f":"TL17/$UW$17","v":0},null,{"$f":"$G17*TO17","v":0},{"$f":"TO17/$UW$17","v":0},123.84,{"$f":"$G17*TR17","v":0},{"$f":"TR17/$UW$17","v":16},null,null,null,null,null,null,null,null,null,null,null,null,null,null,null,null,null,null,null,null,null,null,null,null,0,{"$f":"$G17*US17","v":0},{"$f":"US17/$UW$17","v":0},null,7.74]
["1.3.2",null,"B","12 mm   - dužine 12m","12 mm   - length 12m","kg",{"$f":"CENA!G9","v":0},1693.2800000000002,0,null,null,null,null,null,null,null,null,null,null,null,null,null,null,null,null,null,null,null,null,null,null,null,null,null,null,null,null,null,null,null,null,null,null,null,null,null,null,null,null,null,null,null,null,null,null,null,null,null,null,null,null,null,null,null,null,null,null,null,null,null,null,null,null,null,null,null,null,null,null,null,null,null,null,null,null,null,null,null,null,null,null,null,null,100.26,{"$f":"$G18*CP18","v":0},{"$f":"CP18/$UW$18","v":9},278.5,{"$f":"$G18*CS18","v":0},{"$f":"CS18/$UW$18","v":25},null,{"$f":"$G18*CV18","v":0},{"$f":"CV18/$UW$18","v":0},null,null,null,null,null,null,null,null,null,null,null,null,null,null,null,null,null,null,null,null,null,null,null,null,null,null,null,null,null,null,null,null,null,null,null,null,null,null,null,null,null,null,null,null,null,null,null,null,null,null,null,null,null,null,null,null,null,0,{"$f":"$G18*FD18","v":0},{"$f":"FD18/$UW$18","v":0},0,{"$f":"$G18*FG18","v":0},{"$f":"FG18/$UW$18","v":0},178.24,{"$f":"$G18*FJ18","v":0},{"$f":"FJ18/$UW$18","v":16},null,null,null,0,{"$f":"$G18*FP18","v":0},{"$f":"FP18/$UW$18","v":0},null,null,null,null,null,null,null,null,null,null,null,null,null,null,null,null,null,null,null,null,null,null,null,null,null,null,null,null,null,null,null,null,null,null,null,null,null,null,null,null,null,null,null,null,null,null,null,null,null,null,null,null,null,null,null,null,null,null,null,null,null,null,null,null,null,null,null,null,null,null,null,null,null,null,null,null,null,null,null,null,null,null,null,null,null,null,null,null,null,null,null,null,null,null,null,null,null,null,null,null,null,null,null,null,null,null,null,null,null,null,null,null,null,null,null,null,null,null,null,null,null,null,null,null,null,null,null,null,null,null,null,null,null,null,null,null,null,null,null,null,null,null,null,null,null,null,null,null,null,null,null,null,null,null,null,null,null,null,null,null,null,null,null,null,null,null,null,null,null,null,null,null,null,null,null,null,null,null,null,null,null,null,null,null,null,null,null,null,null,null,null,null,null,null,null,null,null,null,null,null,null,null,null,null,null,null,null,null,null,null,null,null,null,null,null,null,null,null,null,null,null,null,null,null,null,null,null,null,null,null,null,null,null,null,null,null,null,null,null,null,null,null,null,null,null,null,null,null,null,null,null,null,null,null,null,null,null,null,null,null,null,null,null,null,null,null,null,null,null,null,null,null,null,null,null,null,null,{"$f":"$G18*QI18","v":0},{"$f":"QI18/$UW$18","v":0},null,{"$f":"$G18*QL18","v":0},{"$f":"QL18/$UW$18","v":0},0,{"$f":"$G18*QO18","v":0},{"$f":"QO18/$UW$18","v":0},0,{"$f":"$G18*QR18","v":0},{"$f":"QR18/$UW$18","v":0},null,{"$f":"$G18*QU18","v":0},{"$f":"QU18/$UW$18","v":0},267.36,{"$f":"$G18*QX18","v":0},{"$f":"QX18/$UW$18","v":24},0,{"$f":"$G18*RA18","v":0},{"$f":"RA18/$UW$18","v":0},null,{"$f":"$G18*RD18","v":0},{"$f":"RD18/$UW$18","v":0},null,{"$f":"$G18*RG18","v":0},{"$f":"RG18/$UW$18","v":0},null,{"$f":"$G18*RJ18","v":0},{"$f":"RJ18/$UW$18","v":0},66.84,{"$f":"$G18*RM18","v":0},{"$f":"RM18/$UW$18","v":6},0,0,{"$f":"RP18/$UW$18","v":0},111.4,0,{"$f":"RS18/$UW$18","v":10},0,{"$f":"$G18*RV18","v":0},{"$f":"RV18/$UW$18","v":0},66.84,{"$f":"$G18*RY18","v":0},{"$f":"RY18/$UW$18","v":6},178.24,{"$f":"$G18*SB18","v":0},{"$f":"SB18/$UW$18","v":16},133.68,{"$f":"$G18*SE18","v":0},{"$f":"SE18/$UW$18","v":12},null,{"$f":"$G18*SH18","v":0},{"$f":"SH18/$UW$18","v":0},null,{"$f":"$G18*SK18","v":0},{"$f":"SK18/$UW$18","v":0},133.68,{"$f":"$G18*SN18","v":0},{"$f":"SN18/$UW$18","v":12},89.12,{"$f":"$G18*SQ18","v":0},{"$f":"SQ18/$UW$18","v":8},null,{"$f":"$G18*ST18","v":0},{"$f":"ST18/$UW$18","v":0},0,{"$f":"$G18*SW18","v":0},{"$f":"SW18/$UW$18","v":0},0,{"$f":"$G18*SZ18","v":0},{"$f":"SZ18/$UW$18","v":0},null,{"$f":"$G18*TC18","v":0},{"$f":"TC18/$UW$18","v":0},null,{"$f":"$G18*TF18","v":0},{"$f":"TF18/$UW$18","v":0},null,{"$f":"$G18*TI18","v":0},{"$f":"TI18/$UW$18","v":0},0,0,{"$f":"TL18/$UW$18","v":0},null,0,{"$f":"TO18/$UW$18","v":0},89.12,{"$f":"$G18*TR18","v":0},{"$f":"TR18/$UW$18","v":8},null,null,null,null,null,null,null,null,null,null,null,null,null,null,null,null,null,null,null,null,null,null,null,null,0,{"$f":"$G18*US18","v":0},{"$f":"US18/$UW$18","v":0},null,11.14]
["1.3.3",null,"C","14 mm   - dužine 12m","14 mm   - length 12m","kg",{"$f":"CENA!G10","v":0},0,0,null,null,null,null,null,null,null,null,null,null,null,null,null,null,null,null,null,null,null,null,null,null,null,null,null,null,null,null,null,null,null,null,null,null,null,null,null,null,null,null,null,null,null,null,null,null,null,null,null,null,null,null,null,null,null,null,null,null,null,null,null,null,null,null,null,null,null,null,null,null,null,null,null,null,null,null,null,null,null,null,null,null,null,null,null,{"$f":"$G19*CP19","v":0},{"$f":"CP19/$UW$19","v":0},null,{"$f":"$G19*CS19","v":0},{"$f":"CS19/$UW$19","v":0},null,{"$f":"$G19*CV19","v":0},{"$f":"CV19/$UW$19","v":0},null,null,null,null,null,null,null,null,null,null,null,null,null,null,null,null,null,null,null,null,null,null,null,null,null,null,null,null,null,null,null,null,null,null,null,null,null,null,null,null,null,null,null,null,null,null,null,null,null,null,null,null,null,null,null,null,null,0,{"$f":"$G19*FD19","v":0},{"$f":"FD19/$UW$19","v":0},0,{"$f":"$G19*FG19","v":0},{"$f":"FG19/$UW$19","v":0},0,{"$f":"$G19*FJ19","v":0},{"$f":"FJ19/$UW$19","v":0},null,null,null,0,{"$f":"$G19*FP19","v":0},{"$f":"FP19/$UW$19","v":0},null,null,null,null,null,null,null,null,null,null,null,null,null,null,null,null,null,null,null,null,null,null,null,null,null,null,null,null,null,null,null,null,null,null,null,null,null,null,null,null,null,null,null,null,null,null,null,null,null,null,null,null,null,null,null,null,null,null,null,null,null,null,null,null,null,null,null,null,null,null,null,null,null,null,null,null,null,null,null,null,null,null,null,null,null,null,null,null,null,null,null,null,null,null,null,null,null,null,null,null,null,null,null,null,null,null,null,null,null,null,null,null,null,null,null,null,null,null,null,null,null,null,null,null,null,null,null,null,null,null,null,null,null,null,null,null,null,null,null,null,null,null,null,null,null,null,null,null,null,null,null,null,null,null,null,null,null,null,null,null,null,null,null,null,null,null,null,null,null,null,null,null,null,null,null,null,null,null,null,null,null,null,null,null,null,null,null,null,null,null,null,null,null,null,null,null,null,null,null,null,null,null,null,null,null,null,null,null,null,null,null,null,null,null,null,null,null,null,null,null,null,null,null,null,null,null,null,null,null,null,null,null,null,null,null,null,null,null,null,null,null,null,null,null,null,null,null,null,null,null,null,null,null,null,null,null,null,null,null,null,null,null,null,null,null,null,null,null,null,null,null,null,null,null,null,null,null,{"$f":"$G19*QI19","v":0},{"$f":"QI19/$UW$19","v":0},null,{"$f":"$G19*QL19","v":0},{"$f":"QL19/$UW$19","v":0},0,{"$f":"$G19*QO19","v":0},{"$f":"QO19/$UW$19","v":0},0,{"$f":"$G19*QR19","v":0},{"$f":"QR19/$UW$19","v":0},null,{"$f":"$G19*QU19","v":0},{"$f":"QU19/$UW$19","v":0},0,{"$f":"$G19*QX19","v":0},{"$f":"QX19/$UW$19","v":0},0,{"$f":"$G19*RA19","v":0},{"$f":"RA19/$UW$19","v":0},null,{"$f":"$G19*RD19","v":0},{"$f":"RD19/$UW$19","v":0},null,{"$f":"$G19*RG19","v":0},{"$f":"RG19/$UW$19","v":0},null,{"$f":"$G19*RJ19","v":0},{"$f":"RJ19/$UW$19","v":0},0,{"$f":"$G19*RM19","v":0},{"$f":"RM19/$UW$19","v":0},0,0,{"$f":"RP19/$UW$19","v":0},0,0,{"$f":"RS19/$UW$19","v":0},0,{"$f":"$G19*RV19","v":0},{"$f":"RV19/$UW$19","v":0},null,{"$f":"$G19*RY19","v":0},{"$f":"RY19/$UW$19","v":0},null,{"$f":"$G19*SB19","v":0},{"$f":"SB19/$UW$19","v":0},0,{"$f":"$G19*SE19","v":0},{"$f":"SE19/$UW$19","v":0},null,{"$f":"$G19*SH19","v":0},{"$f":"SH19/$UW$19","v":0},null,{"$f":"$G19*SK19","v":0},{"$f":"SK19/$UW$19","v":0},0,{"$f":"$G19*SN19","v":0},{"$f":"SN19/$UW$19","v":0},null,{"$f":"$G19*SQ19","v":0},{"$f":"SQ19/$UW$19","v":0},null,{"$f":"$G19*ST19","v":0},{"$f":"ST19/$UW$19","v":0},0,{"$f":"$G19*SW19","v":0},{"$f":"SW19/$UW$19","v":0},0,{"$f":"$G19*SZ19","v":0},{"$f":"SZ19/$UW$19","v":0},null,{"$f":"$G19*TC19","v":0},{"$f":"TC19/$UW$19","v":0},null,{"$f":"$G19*TF19","v":0},{"$f":"TF19/$UW$19","v":0},null,{"$f":"$G19*TI19","v":0},{"$f":"TI19/$UW$19","v":0},0,0,{"$f":"TL19/$UW$19","v":0},null,0,{"$f":"TO19/$UW$19","v":0},0,{"$f":"$G19*TR19","v":0},{"$f":"TR19/$UW$19","v":0},null,null,null,null,null,null,null,null,null,null,null,null,null,null,null,null,null,null,null,null,null,null,null,null,0,{"$f":"$G19*US19","v":0},{"$f":"US19/$UW$19","v":0},null,15.17]
["1.3.4",null,"D","16 mm   - dužine 12m","16 mm   - length 12m","kg",{"$f":"CENA!G11","v":0},0,0,null,null,null,null,null,null,null,null,null,null,null,null,null,null,null,null,null,null,null,null,null,null,null,null,null,null,null,null,null,null,null,null,null,null,null,null,null,null,null,null,null,null,null,null,null,null,null,null,null,null,null,null,null,null,null,null,null,null,null,null,null,null,null,null,null,null,null,null,null,null,null,null,null,null,null,null,null,null,null,null,null,null,null,null,null,{"$f":"$G20*CP20","v":0},{"$f":"CP20/$UW$20","v":0},null,{"$f":"$G20*CS20","v":0},{"$f":"CS20/$UW$20","v":0},null,{"$f":"$G20*CV20","v":0},{"$f":"CV20/$UW$20","v":0},null,null,null,null,null,null,null,null,null,null,null,null,null,null,null,null,null,null,null,null,null,null,null,null,null,null,null,null,null,null,null,null,null,null,null,null,null,null,null,null,null,null,null,null,null,null,null,null,null,null,null,null,null,null,null,null,null,0,{"$f":"$G20*FD20","v":0},{"$f":"FD20/$UW$20","v":0},0,{"$f":"$G20*FG20","v":0},{"$f":"FG20/$UW$20","v":0},0,{"$f":"$G20*FJ20","v":0},{"$f":"FJ20/$UW$20","v":0},null,null,null,0,{"$f":"$G20*FP20","v":0},{"$f":"FP20/$UW$20","v":0},null,null,null,null,null,null,null,null,null,null,null,null,null,null,null,null,null,null,null,null,null,null,null,null,null,null,null,null,null,null,null,null,null,null,null,null,null,null,null,null,null,null,null,null,null,null,null,null,null,null,null,null,null,null,null,null,null,null,null,null,null,null,null,null,null,null,null,null,null,null,null,null,null,null,null,null,null,null,null,null,null,null,null,null,null,null,null,null,null,null,null,null,null,null,null,null,null,null,null,null,null,null,null,null,null,null,null,null,null,null,null,null,null,null,null,null,null,null,null,null,null,null,null,null,null,null,null,null,null,null,null,null,null,null,null,null,null,null,null,null,null,null,null,null,null,null,null,null,null,null,null,null,null,null,null,null,null,null,null,null,null,null,null,null,null,null,null,null,null,null,null,null,null,null,null,null,null,null,null,null,null,null,null,null,null,null,null,null,null,null,null,null,null,null,null,null,null,null,null,null,null,null,null,null,null,null,null,null,null,null,null,null,null,null,null,null,null,null,null,null,null,null,null,null,null,null,null,null,null,null,null,null,null,null,null,null,null,null,null,null,null,null,null,null,null,null,null,null,null,null,null,null,null,null,null,null,null,null,null,null,null,null,null,null,null,null,null,null,null,null,null,null,null,null,null,null,null,{"$f":"$G20*QI20","v":0},{"$f":"QI20/$UW$20","v":0},null,{"$f":"$G20*QL20","v":0},{"$f":"QL20/$UW$20","v":0},0,{"$f":"$G20*QO20","v":0},{"$f":"QO20/$UW$20","v":0},0,{"$f":"$G20*QR20","v":0},{"$f":"QR20/$UW$20","v":0},null,{"$f":"$G20*QU20","v":0},{"$f":"QU20/$UW$20","v":0},0,{"$f":"$G20*QX20","v":0},{"$f":"QX20/$UW$20","v":0},0,{"$f":"$G20*RA20","v":0},{"$f":"RA20/$UW$20","v":0},null,{"$f":"$G20*RD20","v":0},{"$f":"RD20/$UW$20","v":0},null,{"$f":"$G20*RG20","v":0},{"$f":"RG20/$UW$20","v":0},null,{"$f":"$G20*RJ20","v":0},{"$f":"RJ20/$UW$20","v":0},0,{"$f":"$G20*RM20","v":0},{"$f":"RM20/$UW$20","v":0},0,0,{"$f":"RP20/$UW$20","v":0},0,0,{"$f":"RS20/$UW$20","v":0},0,{"$f":"$G20*RV20","v":0},{"$f":"RV20/$UW$20","v":0},null,{"$f":"$G20*RY20","v":0},{"$f":"RY20/$UW$20","v":0},null,{"$f":"$G20*SB20","v":0},{"$f":"SB20/$UW$20","v":0},0,{"$f":"$G20*SE20","v":0},{"$f":"SE20/$UW$20","v":0},null,{"$f":"$G20*SH20","v":0},{"$f":"SH20/$UW$20","v":0},null,{"$f":"$G20*SK20","v":0},{"$f":"SK20/$UW$20","v":0},0,{"$f":"$G20*SN20","v":0},{"$f":"SN20/$UW$20","v":0},null,{"$f":"$G20*SQ20","v":0},{"$f":"SQ20/$UW$20","v":0},null,{"$f":"$G20*ST20","v":0},{"$f":"ST20/$UW$20","v":0},0,{"$f":"$G20*SW20","v":0},{"$f":"SW20/$UW$20","v":0},0,{"$f":"$G20*SZ20","v":0},{"$f":"SZ20/$UW$20","v":0},null,{"$f":"$G20*TC20","v":0},{"$f":"TC20/$UW$20","v":0},null,{"$f":"$G20*TF20","v":0},{"$f":"TF20/$UW$20","v":0},null,{"$f":"$G20*TI20","v":0},{"$f":"TI20/$UW$20","v":0},0,0,{"$f":"TL20/$UW$20","v":0},null,0,{"$f":"TO20/$UW$20","v":0},0,{"$f":"$G20*TR20","v":0},{"$f":"TR20/$UW$20","v":0},null,null,null,null,null,null,null,null,null,null,null,null,null,null,null,null,null,null,null,null,null,null,null,null,0,{"$f":"$G20*US20","v":0},{"$f":"US20/$UW$20","v":0},null,19.809999999999999]
["1.4","O",4,"Glatko betonsko gvožđe (GA) ","Glibly reinforcement steel","/","/","/","/",null,null,null,null,null,null,null,null,null,null,null,null,null,null,null,null,null,null,null,null,null,null,null,null,null,null,null,null,null,null,null,null,null,null,null,null,null,null,null,null,null,null,null,null,null,null,null,null,null,null,null,null,null,null,null,null,null,null,null,null,null,null,null,null,null,null,null,null,null,null,null,null,null,null,null,null,null,null,null,null,null,null,null,null,"/","/",null,"/","/",null,"/","/",null,null,null,null,null,null,null,null,null,null,null,null,null,null,null,null,null,null,null,null,null,null,null,null,null,null,null,null,null,null,null,null,null,null,null,null,null,null,null,null,null,null,null,null,null,null,null,null,null,null,null,null,null,null,null,null,null,null,"/","/",null,"/","/",null,"/","/",null,null,null,null,"/","/",null,null,null,null,null,null,null,null,null,null,null,null,null,null,null,null,null,null,null,null,null,null,null,null,null,null,null,null,null,null,null,null,null,null,null,null,null,null,null,null,null,null,null,null,null,null,null,null,null,null,null,null,null,null,null,null,null,null,null,null,null,null,null,null,null,null,null,null,null,null,null,null,null,null,null,null,null,null,null,null,null,null,null,null,null,null,null,null,null,null,null,null,null,null,null,null,null,null,null,null,null,null,null,null,null,null,null,null,null,null,null,null,null,null,null,null,null,null,null,null,null,null,null,null,null,null,null,null,null,null,null,null,null,null,null,null,null,null,null,null,null,null,null,null,null,null,null,null,null,null,null,null,null,null,null,null,null,null,null,null,null,null,null,null,null,null,null,null,null,null,null,null,null,null,null,null,null,null,null,null,null,null,null,null,null,null,null,null,null,null,null,null,null,null,null,null,null,null,null,null,null,null,null,null,null,null,null,null,null,null,null,null,null,null,null,null,null,null,null,null,null,null,null,null,null,null,null,null,null,null,null,null,null,null,null,null,null,null,null,null,null,null,null,null,null,null,null,null,null,null,null,null,null,null,null,null,null,null,null,null,null,null,null,null,null,null,null,null,null,null,null,null,null,null,null,null,null,"/","/",null,"/","/",null,"/","/",null,"/","/",null,"/","/",null,"/","/",null,"/","/",null,"/","/",null,"/","/",null,"/","/",null,"/","/",null,"/","/",null,"/","/",null,"/","/",null,"/","/",null,"/","/",null,"/","/",null,"/","/",null,"/","/",null,"/","/",null,"/","/",null,"/","/",null,"/","/",null,"/","/",null,"/","/",null,"/","/",null,"/","/",null,"/","/",null,null,"/",null,"/","/",null,null,null,null,null,null,null,null,null,null,null,null,null,null,null,null,null,null,null,null,null,null,null,null,null,"/","/"]
["1.4.1",null,"B","  8 mm   - dužine 12m","  8 mm   - length 12m","kg",{"$f":"CENA!G13","v":0},{"$f":"J22+M22+P22+S22+AQ22+CJ22+DK22+FD22+V22+Y22+AB22+AE22+AH22+AK22+AN22+AT22+AW22+AZ22+BC22+BF22+BI22+BL22+BO22+BR22+BU22+BX22+CA22+CD22+CG22+CM22+CP22+CS22+CV22+CY22+DB22+DE22+DH22+DN22+DQ22+DT22+DW22+DZ22+EC22+EF22+EI22+EL22+EO22+ER22+EU22+EX22+FA22+FG22+FJ22+FM22+FP22+FS22+FV22+FY22+GB22+GE22+GH22+GK22+GN22+GQ22+GT22+GW22+GZ22+HC22+HF22+HI22+HL22+HO22+HR22+HU22+HX22+IA22+ID22+IG22+IJ22+IM22+IP22+IS22+IV22+IY22+JB22+JE22+JH22+JK22+JN22+JQ22+JT22+JW22+JZ22+KC22+KF22+KI22+KL22+KO22+KR22+KU22+KX22+LA22+LD22+LG22+LJ22+LM22+LP22+LS22+LV22+LY22+MB22+ME22+MH22+MK22+MN22+MQ22+MT22+MW22+MZ22+NC22+NF22+NI22+NL22+NO22+NR22+NU22+NX22+OA22+OD22+OG22+OJ22+OM22+OP22+OS22+OV22+OY22+PB22+PE22+PH22+PK22+PN22+PQ22+PT22+PW22+PZ22+QC22+QF22+QI22+QL22+QO22+QR22+QU22+QX22+RA22+RD22+RG22+RJ22+RM22+RP22+RS22+RV22+RY22+SB22+SE22+SH22+SK22+SN22+SQ22+ST22+SW22+SZ22+TC22+TF22+TI22+TL22+TO22+TR22+TU22+TX22+UA22+UD22+UG22+UJ22+UM22+UP22+US22","v":1431.4800000000002},{"$f":"G22*H22","v":0},null,null,null,null,null,null,null,null,null,null,null,null,null,null,null,null,null,null,null,null,null,null,null,null,null,null,null,null,null,null,null,null,null,null,null,null,null,null,null,null,null,null,null,null,null,null,null,null,null,null,null,null,null,null,null,null,null,null,null,null,null,null,null,null,null,null,null,null,null,null,null,null,null,null,null,null,null,null,null,null,null,null,null,null,42.66,{"$f":"$G22*CP22","v":0},{"$f":"CP22/$UW$22","v":8.9999999999999982},118.5,{"$f":"$G22*CS22","v":0},{"$f":"CS22/$UW$22","v":25},null,{"$f":"$G22*CV22","v":0},{"$f":"CV22/$UW$22","v":0},null,null,null,null,null,null,null,null,null,null,null,null,null,null,null,null,null,null,null,null,null,null,null,null,null,null,null,null,null,null,null,null,null,null,null,null,null,null,null,null,null,null,null,null,null,null,null,null,null,null,null,null,null,null,null,null,null,0,{"$f":"$G22*FD22","v":0},{"$f":"FD22/$UW$22","v":0},0,{"$f":"$G22*FG22","v":0},{"$f":"FG22/$UW$22","v":0},66.36,{"$f":"$G22*FJ22","v":0},{"$f":"FJ22/$UW$22","v":14},null,null,null,0,{"$f":"$G22*FP22","v":0},{"$f":"FP22/$UW$22","v":0},null,null,null,null,null,null,null,null,null,null,null,null,null,null,null,null,null,null,null,null,null,null,null,null,null,null,null,null,null,null,null,null,null,null,null,null,null,null,null,null,null,null,null,null,null,null,null,null,null,null,null,null,null,null,null,null,null,null,null,null,null,null,null,null,null,null,null,null,null,null,null,null,null,null,null,null,null,null,null,null,null,null,null,null,null,null,null,null,null,null,null,null,null,null,null,null,null,null,null,null,null,null,null,null,null,null,null,null,null,null,null,null,null,null,null,null,null,null,null,null,null,null,null,null,null,null,null,null,null,null,null,null,null,null,null,null,null,null,null,null,null,null,null,null,null,null,null,null,null,null,null,null,null,null,null,null,null,null,null,null,null,null,null,null,null,null,null,null,null,null,null,null,null,null,null,null,null,null,null,null,null,null,null,null,null,null,null,null,null,null,null,null,null,null,null,null,null,null,null,null,null,null,null,null,null,null,null,null,null,null,null,null,null,null,null,null,null,null,null,null,null,null,null,null,null,null,null,null,null,null,null,null,null,null,null,null,null,null,null,null,null,null,null,null,null,null,null,null,null,null,null,null,null,null,null,null,null,null,null,null,null,null,null,null,null,null,null,null,null,null,null,null,null,null,null,null,null,{"$f":"$G22*QI22","v":0},{"$f":"QI22/$UW$22","v":0},null,{"$f":"$G22*QL22","v":0},{"$f":"QL22/$UW$22","v":0},0,{"$f":"$G22*QO22","v":0},{"$f":"QO22/$UW$22","v":0},0,{"$f":"$G22*QR22","v":0},{"$f":"QR22/$UW$22","v":0},52.14,{"$f":"$G22*QU22","v":0},{"$f":"QU22/$UW$22","v":11},66.36,{"$f":"$G22*QX22","v":0},{"$f":"QX22/$UW$22","v":14},0,{"$f":"$G22*RA22","v":0},{"$f":"RA22/$UW$22","v":0},61.620000000000005,{"$f":"$G22*RD22","v":0},{"$f":"RD22/$UW$22","v":13},75.84,{"$f":"$G22*RG22","v":0},{"$f":"RG22/$UW$22","v":16},null,{"$f":"$G22*RJ22","v":0},{"$f":"RJ22/$UW$22","v":0},85.320000000000007,{"$f":"$G22*RM22","v":0},{"$f":"RM22/$UW$22","v":18},0,{"$f":"$G22*RP22","v":0},{"$f":"RP22/$UW$22","v":0},0,{"$f":"$G22*RS22","v":0},{"$f":"RS22/$UW$22","v":0},0,{"$f":"$G22*RV22","v":0},{"$f":"RV22/$UW$22","v":0},132.72,{"$f":"$G22*RY22","v":0},{"$f":"RY22/$UW$22","v":28},170.64000000000001,{"$f":"$G22*SB22","v":0},{"$f":"SB22/$UW$22","v":36},189.60000000000002,{"$f":"$G22*SE22","v":0},{"$f":"SE22/$UW$22","v":40},null,{"$f":"$G22*SH22","v":0},{"$f":"SH22/$UW$22","v":0},null,{"$f":"$G22*SK22","v":0},{"$f":"SK22/$UW$22","v":0},123.24000000000001,{"$f":"$G22*SN22","v":0},{"$f":"SN22/$UW$22","v":26},132.72,{"$f":"$G22*SQ22","v":0},{"$f":"SQ22/$UW$22","v":28},null,{"$f":"$G22*ST22","v":0},{"$f":"ST22/$UW$22","v":0},0,{"$f":"$G22*SW22","v":0},{"$f":"SW22/$UW$22","v":0},0,{"$f":"$G22*SZ22","v":0},{"$f":"SZ22/$UW$22","v":0},null,{"$f":"$G22*TC22","v":0},{"$f":"TC22/$UW$22","v":0},null,{"$f":"$G22*TF22","v":0},{"$f":"TF22/$UW$22","v":0},null,{"$f":"$G22*TI22","v":0},{"$f":"TI22/$UW$22","v":0},0,{"$f":"$G22*TL22","v":0},{"$f":"TL22/$UW$22","v":0},null,{"$f":"$G22*TO22","v":0},{"$f":"TO22/$UW$22","v":0},113.76,{"$f":"$G22*TR22","v":0},{"$f":"TR22/$UW$22","v":24},null,null,null,null,null,null,null,null,null,null,null,null,null,null,null,null,null,null,null,null,null,null,null,null,0,{"$f":"$G22*US22","v":0},{"$f":"US22/$UW$22","v":0},null,4.74]
["1.4.2",null,"C","10 mm  - dužine 12m","10 mm  - length 12m","kg",{"$f":"CENA!G14","v":0},0,0,null,null,null,null,null,null,null,null,null,null,null,null,null,null,null,null,null,null,null,null,null,null,null,null,null,null,null,null,null,null,null,null,null,null,null,null,null,null,null,null,null,null,null,null,null,null,null,null,null,null,null,null,null,null,null,null,null,null,null,null,null,null,null,null,null,null,null,null,null,null,null,null,null,null,null,null,null,null,null,null,null,null,null,null,null,{"$f":"$G23*CP23","v":0},{"$f":"CP23/$UW$23","v":0},null,{"$f":"$G23*CS23","v":0},{"$f":"CS23/$UW$23","v":0},null,{"$f":"$G23*CV23","v":0},{"$f":"CV23/$UW$23","v":0},null,null,null,null,null,null,null,null,null,null,null,null,null,null,null,null,null,null,null,null,null,null,null,null,null,null,null,null,null,null,null,null,null,null,null,null,null,null,null,null,null,null,null,null,null,null,null,null,null,null,null,null,null,null,null,null,null,0,{"$f":"$G23*FD23","v":0},{"$f":"FD23/$UW$23","v":0},0,{"$f":"$G23*FG23","v":0},{"$f":"FG23/$UW$23","v":0},0,{"$f":"$G23*FJ23","v":0},{"$f":"FJ23/$UW$23","v":0},null,null,null,0,{"$f":"$G23*FP23","v":0},{"$f":"FP23/$UW$23","v":0},null,null,null,null,null,null,null,null,null,null,null,null,null,null,null,null,null,null,null,null,null,null,null,null,null,null,null,null,null,null,null,null,null,null,null,null,null,null,null,null,null,null,null,null,null,null,null,null,null,null,null,null,null,null,null,null,null,null,null,null,null,null,null,null,null,null,null,null,null,null,null,null,null,null,null,null,null,null,null,null,null,null,null,null,null,null,null,null,null,null,null,null,null,null,null,null,null,null,null,null,null,null,null,null,null,null,null,null,null,null,null,null,null,null,null,null,null,null,null,null,null,null,null,null,null,null,null,null,null,null,null,null,null,null,null,null,null,null,null,null,null,null,null,null,null,null,null,null,null,null,null,null,null,null,null,null,null,null,null,null,null,null,null,null,null,null,null,null,null,null,null,null,null,null,null,null,null,null,null,null,null,null,null,null,null,null,null,null,null,null,null,null,null,null,null,null,null,null,null,null,null,null,null,null,null,null,null,null,null,null,null,null,null,null,null,null,null,null,null,null,null,null,null,null,null,null,null,null,null,null,null,null,null,null,null,null,null,null,null,null,null,null,null,null,null,null,null,null,null,null,null,null,null,null,null,null,null,null,null,null,null,null,null,null,null,null,null,null,null,null,null,null,null,null,null,null,null,{"$f":"$G23*QI23","v":0},{"$f":"QI23/$UW$23","v":0},null,{"$f":"$G23*QL23","v":0},{"$f":"QL23/$UW$23","v":0},0,{"$f":"$G23*QO23","v":0},{"$f":"QO23/$UW$23","v":0},0,{"$f":"$G23*QR23","v":0},{"$f":"QR23/$UW$23","v":0},null,{"$f":"$G23*QU23","v":0},{"$f":"QU23/$UW$23","v":0},0,{"$f":"$G23*QX23","v":0},{"$f":"QX23/$UW$23","v":0},0,{"$f":"$G23*RA23","v":0},{"$f":"RA23/$UW$23","v":0},null,{"$f":"$G23*RD23","v":0},{"$f":"RD23/$UW$23","v":0},null,{"$f":"$G23*RG23","v":0},{"$f":"RG23/$UW$23","v":0},null,{"$f":"$G23*RJ23","v":0},{"$f":"RJ23/$UW$23","v":0},0,{"$f":"$G23*RM23","v":0},{"$f":"RM23/$UW$23","v":0},0,0,{"$f":"RP23/$UW$23","v":0},0,0,{"$f":"RS23/$UW$23","v":0},0,{"$f":"$G23*RV23","v":0},{"$f":"RV23/$UW$23","v":0},null,{"$f":"$G23*RY23","v":0},{"$f":"RY23/$UW$23","v":0},null,{"$f":"$G23*SB23","v":0},{"$f":"SB23/$UW$23","v":0},0,{"$f":"$G23*SE23","v":0},{"$f":"SE23/$UW$23","v":0},null,{"$f":"$G23*SH23","v":0},{"$f":"SH23/$UW$23","v":0},null,{"$f":"$G23*SK23","v":0},{"$f":"SK23/$UW$23","v":0},0,{"$f":"$G23*SN23","v":0},{"$f":"SN23/$UW$23","v":0},null,{"$f":"$G23*SQ23","v":0},{"$f":"SQ23/$UW$23","v":0},null,{"$f":"$G23*ST23","v":0},{"$f":"ST23/$UW$23","v":0},0,{"$f":"$G23*SW23","v":0},{"$f":"SW23/$UW$23","v":0},0,{"$f":"$G23*SZ23","v":0},{"$f":"SZ23/$UW$23","v":0},null,{"$f":"$G23*TC23","v":0},{"$f":"TC23/$UW$23","v":0},null,{"$f":"$G23*TF23","v":0},{"$f":"TF23/$UW$23","v":0},null,{"$f":"$G23*TI23","v":0},{"$f":"TI23/$UW$23","v":0},0,0,{"$f":"TL23/$UW$23","v":0},null,0,{"$f":"TO23/$UW$23","v":0},0,{"$f":"$G23*TR23","v":0},{"$f":"TR23/$UW$23","v":0},null,null,null,null,null,null,null,null,null,null,null,null,null,null,null,null,null,null,null,null,null,null,null,null,0,{"$f":"$G23*US23","v":0},{"$f":"US23/$UW$23","v":0},null,7.4]
["1.5","O",5,"Armaturna betonska mreža \ndim. (dxš) 6000 x 2150 = 12,9 m2/kom","Reinforcement mesh\ndim. (lxw) 6000 x 2150 = 12,9 m2/pcs","/","/","/","/",null,null,null,null,null,null,null,null,null,null,null,null,null,null,null,null,null,null,null,null,null,null,null,null,null,null,null,null,null,null,null,null,null,null,null,null,null,null,null,null,null,null,null,null,null,null,null,null,null,null,null,null,null,null,null,null,null,null,null,null,null,null,null,null,null,null,null,null,null,null,null,null,null,null,null,null,null,null,null,null,null,null,null,null,"/","/",null,"/","/",null,"/","/",null,null,null,null,null,null,null,null,null,null,null,null,null,null,null,null,null,null,null,null,null,null,null,null,null,null,null,null,null,null,null,null,null,null,null,null,null,null,null,null,null,null,null,null,null,null,null,null,null,null,null,null,null,null,null,null,null,null,"/","/",null,"/","/",null,"/","/",null,null,null,null,"/","/",null,null,null,null,null,null,null,null,null,null,null,null,null,null,null,null,null,null,null,null,null,null,null,null,null,null,null,null,null,null,null,null,null,null,null,null,null,null,null,null,null,null,null,null,null,null,null,null,null,null,null,null,null,null,null,null,null,null,null,null,null,null,null,null,null,null,null,null,null,null,null,null,null,null,null,null,null,null,null,null,null,null,null,null,null,null,null,null,null,null,null,null,null,null,null,null,null,null,null,null,null,null,null,null,null,null,null,null,null,null,null,null,null,null,null,null,null,null,null,null,null,null,null,null,null,null,null,null,null,null,null,null,null,null,null,null,null,null,null,null,null,null,null,null,null,null,null,null,null,null,null,null,null,null,null,null,null,null,null,null,null,null,null,null,null,null,null,null,null,null,null,null,null,null,null,null,null,null,null,null,null,null,null,null,null,null,null,null,null,null,null,null,null,null,null,null,null,null,null,null,null,null,null,null,null,null,null,null,null,null,null,null,null,null,null,null,null,null,null,null,null,null,null,null,null,null,null,null,null,null,null,null,null,null,null,null,null,null,null,null,null,null,null,null,null,null,null,null,null,null,null,null,null,null,null,null,null,null,null,null,null,null,null,null,null,null,null,null,null,null,null,null,null,null,null,null,null,"/","/",null,"/","/",null,"/","/",null,"/","/",null,"/","/",null,"/","/",null,"/","/",null,"/","/",null,"/","/",null,"/","/",null,"/","/",null,"/","/",null,"/","/",null,"/","/",null,"/","/",null,"/","/",null,"/","/",null,"/","/",null,"/","/",null,"/","/",null,"/","/",null,"/","/",null,"/","/",null,"/","/",null,"/","/",null,"/","/",null,"/","/",null,"/","/",null,null,"/",null,"/","/",null,null,null,null,null,null,null,null,null,null,null,null,null,null,null,null,null,null,null,null,null,null,null,null,null,"/","/"]
["1.5.1",null,"A","Q84    /4x4/150x150/ ","Q84    /4x4/150x150/ ","kg",{"$f":"CENA!G16","v":0},{"$f":"J25+M25+P25+S25+AQ25+CJ25+DK25+FD25+V25+Y25+AB25+AE25+AH25+AK25+AN25+AT25+AW25+AZ25+BC25+BF25+BI25+BL25+BO25+BR25+BU25+BX25+CA25+CD25+CG25+CM25+CP25+CS25+CV25+CY25+DB25+DE25+DH25+DN25+DQ25+DT25+DW25+DZ25+EC25+EF25+EI25+EL25+EO25+ER25+EU25+EX25+FA25+FG25+FJ25+FM25+FP25+FS25+FV25+FY25+GB25+GE25+GH25+GK25+GN25+GQ25+GT25+GW25+GZ25+HC25+HF25+HI25+HL25+HO25+HR25+HU25+HX25+IA25+ID25+IG25+IJ25+IM25+IP25+IS25+IV25+IY25+JB25+JE25+JH25+JK25+JN25+JQ25+JT25+JW25+JZ25+KC25+KF25+KI25+KL25+KO25+KR25+KU25+KX25+LA25+LD25+LG25+LJ25+LM25+LP25+LS25+LV25+LY25+MB25+ME25+MH25+MK25+MN25+MQ25+MT25+MW25+MZ25+NC25+NF25+NI25+NL25+NO25+NR25+NU25+NX25+OA25+OD25+OG25+OJ25+OM25+OP25+OS25+OV25+OY25+PB25+PE25+PH25+PK25+PN25+PQ25+PT25+PW25+PZ25+QC25+QF25+QI25+QL25+QO25+QR25+QU25+QX25+RA25+RD25+RG25+RJ25+RM25+RP25+RS25+RV25+RY25+SB25+SE25+SH25+SK25+SN25+SQ25+ST25+SW25+SZ25+TC25+TF25+TI25+TL25+TO25+TR25+TU25+TX25+UA25+UD25+UG25+UJ25+UM25+UP25+US25","v":0},{"$f":"G25*H25","v":0},null,null,null,null,null,null,null,null,null,null,null,null,null,null,null,null,null,null,null,null,null,null,null,null,null,null,null,null,null,null,null,null,null,null,null,null,null,null,null,null,null,null,null,null,null,null,null,null,null,null,null,null,null,null,null,null,null,null,null,null,null,null,null,null,null,null,null,null,null,null,null,null,null,null,null,null,null,null,null,null,null,null,null,null,null,{"$f":"$G25*CP25","v":0},{"$f":"CP25/$UW$25","v":0},null,{"$f":"$G25*CS25","v":0},{"$f":"CS25/$UW$25","v":0},null,{"$f":"$G25*CV25","v":0},{"$f":"CV25/$UW$25","v":0},null,null,null,null,null,null,null,null,null,null,null,null,null,null,null,null,null,null,null,null,null,null,null,null,null,null,null,null,null,null,null,null,null,null,null,null,null,null,null,null,null,null,null,null,null,null,null,null,null,null,null,null,null,null,null,null,null,0,{"$f":"$G25*FD25","v":0},{"$f":"FD25/$UW$25","v":0},0,{"$f":"$G25*FG25","v":0},{"$f":"FG25/$UW$25","v":0},0,{"$f":"$G25*FJ25","v":0},{"$f":"FJ25/$UW$25","v":0},null,null,null,0,{"$f":"$G25*FP25","v":0},{"$f":"FP25/$UW$25","v":0},null,null,null,null,null,null,null,null,null,null,null,null,null,null,null,null,null,null,null,null,null,null,null,null,null,null,null,null,null,null,null,null,null,null,null,null,null,null,null,null,null,null,null,null,null,null,null,null,null,null,null,null,null,null,null,null,null,null,null,null,null,null,null,null,null,null,null,null,null,null,null,null,null,null,null,null,null,null,null,null,null,null,null,null,null,null,null,null,null,null,null,null,null,null,null,null,null,null,null,null,null,null,null,null,null,null,null,null,null,null,null,null,null,null,null,null,null,null,null,null,null,null,null,null,null,null,null,null,null,null,null,null,null,null,null,null,null,null,null,null,null,null,null,null,null,null,null,null,null,null,null,null,null,null,null,null,null,null,null,null,null,null,null,null,null,null,null,null,null,null,null,null,null,null,null,null,null,null,null,null,null,null,null,null,null,null,null,null,null,null,null,null,null,null,null,null,null,null,null,null,null,null,null,null,null,null,null,null,null,null,null,null,null,null,null,null,null,null,null,null,null,null,null,null,null,null,null,null,null,null,null,null,null,null,null,null,null,null,null,null,null,null,null,null,null,null,null,null,null,null,null,null,null,null,null,null,null,null,null,null,null,null,null,null,null,null,null,null,null,null,null,null,null,null,null,null,null,{"$f":"$G25*QI25","v":0},{"$f":"QI25/$UW$25","v":0},null,{"$f":"$G25*QL25","v":0},{"$f":"QL25/$UW$25","v":0},0,{"$f":"$G25*QO25","v":0},{"$f":"QO25/$UW$25","v":0},0,{"$f":"$G25*QR25","v":0},{"$f":"QR25/$UW$25","v":0},null,{"$f":"$G25*QU25","v":0},{"$f":"QU25/$UW$25","v":0},0,{"$f":"$G25*QX25","v":0},{"$f":"QX25/$UW$25","v":0},0,{"$f":"$G25*RA25","v":0},{"$f":"RA25/$UW$25","v":0},null,{"$f":"$G25*RD25","v":0},{"$f":"RD25/$UW$25","v":0},null,{"$f":"$G25*RG25","v":0},{"$f":"RG25/$UW$25","v":0},null,{"$f":"$G25*RJ25","v":0},{"$f":"RJ25/$UW$25","v":0},0,{"$f":"$G25*RM25","v":0},{"$f":"RM25/$UW$25","v":0},0,{"$f":"$G25*RP25","v":0},{"$f":"RP25/$UW$25","v":0},0,{"$f":"$G25*RS25","v":0},{"$f":"RS25/$UW$25","v":0},0,{"$f":"$G25*RV25","v":0},{"$f":"RV25/$UW$25","v":0},null,{"$f":"$G25*RY25","v":0},{"$f":"RY25/$UW$25","v":0},null,{"$f":"$G25*SB25","v":0},{"$f":"SB25/$UW$25","v":0},0,{"$f":"$G25*SE25","v":0},{"$f":"SE25/$UW$25","v":0},null,{"$f":"$G25*SH25","v":0},{"$f":"SH25/$UW$25","v":0},null,{"$f":"$G25*SK25","v":0},{"$f":"SK25/$UW$25","v":0},0,{"$f":"$G25*SN25","v":0},{"$f":"SN25/$UW$25","v":0},null,{"$f":"$G25*SQ25","v":0},{"$f":"SQ25/$UW$25","v":0},null,{"$f":"$G25*ST25","v":0},{"$f":"ST25/$UW$25","v":0},0,{"$f":"$G25*SW25","v":0},{"$f":"SW25/$UW$25","v":0},0,{"$f":"$G25*SZ25","v":0},{"$f":"SZ25/$UW$25","v":0},null,{"$f":"$G25*TC25","v":0},{"$f":"TC25/$UW$25","v":0},null,{"$f":"$G25*TF25","v":0},{"$f":"TF25/$UW$25","v":0},null,{"$f":"$G25*TI25","v":0},{"$f":"TI25/$UW$25","v":0},0,{"$f":"$G25*TL25","v":0},{"$f":"TL25/$UW$25","v":0},null,{"$f":"$G25*TO25","v":0},{"$f":"TO25/$UW$25","v":0},0,{"$f":"$G25*TR25","v":0},{"$f":"TR25/$UW$25","v":0},null,null,null,null,null,null,null,null,null,null,null,null,null,null,null,null,null,null,null,null,null,null,null,null,0,{"$f":"$G25*US25","v":0},{"$f":"US25/$UW$25","v":0},null,17.600000000000001]
["1.5.2",null,"B","Q131  /5x5/150x150/ ","Q131  /5x5/150x150/ ","kg",{"$f":"CENA!G17","v":0},273.8,0,null,null,null,null,null,null,null,null,null,null,null,null,null,null,null,null,null,null,null,null,null,null,null,null,null,null,null,null,null,null,null,null,null,null,null,null,null,null,null,null,null,null,null,null,null,null,null,null,null,null,null,null,null,null,null,null,null,null,null,null,null,null,null,null,null,null,null,null,null,null,null,null,null,null,null,null,null,null,null,null,null,null,null,null,null,{"$f":"$G26*CP26","v":0},{"$f":"CP26/$UW$26","v":0},null,{"$f":"$G26*CS26","v":0},{"$f":"CS26/$UW$26","v":0},null,{"$f":"$G26*CV26","v":0},{"$f":"CV26/$UW$26","v":0},null,null,null,null,null,null,null,null,null,null,null,null,null,null,null,null,null,null,null,null,null,null,null,null,null,null,null,null,null,null,null,null,null,null,null,null,null,null,null,null,null,null,null,null,null,null,null,null,null,null,null,null,null,null,null,null,null,0,{"$f":"$G26*FD26","v":0},{"$f":"FD26/$UW$26","v":0},0,{"$f":"$G26*FG26","v":0},{"$f":"FG26/$UW$26","v":0},0,{"$f":"$G26*FJ26","v":0},{"$f":"FJ26/$UW$26","v":0},null,null,null,0,{"$f":"$G26*FP26","v":0},{"$f":"FP26/$UW$26","v":0},null,null,null,null,null,null,null,null,null,null,null,null,null,null,null,null,null,null,null,null,null,null,null,null,null,null,null,null,null,null,null,null,null,null,null,null,null,null,null,null,null,null,null,null,null,null,null,null,null,null,null,null,null,null,null,null,null,null,null,null,null,null,null,null,null,null,null,null,null,null,null,null,null,null,null,null,null,null,null,null,null,null,null,null,null,null,null,null,null,null,null,null,null,null,null,null,null,null,null,null,null,null,null,null,null,null,null,null,null,null,null,null,null,null,null,null,null,null,null,null,null,null,null,null,null,null,null,null,null,null,null,null,null,null,null,null,null,null,null,null,null,null,null,null,null,null,null,null,null,null,null,null,null,null,null,null,null,null,null,null,null,null,null,null,null,null,null,null,null,null,null,null,null,null,null,null,null,null,null,null,null,null,null,null,null,null,null,null,null,null,null,null,null,null,null,null,null,null,null,null,null,null,null,null,null,null,null,null,null,null,null,null,null,null,null,null,null,null,null,null,null,null,null,null,null,null,null,null,null,null,null,null,null,null,null,null,null,null,null,null,null,null,null,null,null,null,null,null,null,null,null,null,null,null,null,null,null,null,null,null,null,null,null,null,null,null,null,null,null,null,null,null,null,null,null,null,null,{"$f":"$G26*QI26","v":0},{"$f":"QI26/$UW$26","v":0},null,{"$f":"$G26*QL26","v":0},{"$f":"QL26/$UW$26","v":0},273.8,{"$f":"$G26*QO26","v":0},{"$f":"QO26/$UW$26","v":10},0,{"$f":"$G26*QR26","v":0},{"$f":"QR26/$UW$26","v":0},null,{"$f":"$G26*QU26","v":0},{"$f":"QU26/$UW$26","v":0},0,{"$f":"$G26*QX26","v":0},{"$f":"QX26/$UW$26","v":0},0,{"$f":"$G26*RA26","v":0},{"$f":"RA26/$UW$26","v":0},null,{"$f":"$G26*RD26","v":0},{"$f":"RD26/$UW$26","v":0},null,{"$f":"$G26*RG26","v":0},{"$f":"RG26/$UW$26","v":0},null,{"$f":"$G26*RJ26","v":0},{"$f":"RJ26/$UW$26","v":0},0,{"$f":"$G26*RM26","v":0},{"$f":"RM26/$UW$26","v":0},0,0,{"$f":"RP26/$UW$26","v":0},0,0,{"$f":"RS26/$UW$26","v":0},0,{"$f":"$G26*RV26","v":0},{"$f":"RV26/$UW$26","v":0},null,{"$f":"$G26*RY26","v":0},{"$f":"RY26/$UW$26","v":0},null,{"$f":"$G26*SB26","v":0},{"$f":"SB26/$UW$26","v":0},0,{"$f":"$G26*SE26","v":0},{"$f":"SE26/$UW$26","v":0},null,{"$f":"$G26*SH26","v":0},{"$f":"SH26/$UW$26","v":0},null,{"$f":"$G26*SK26","v":0},{"$f":"SK26/$UW$26","v":0},0,{"$f":"$G26*SN26","v":0},{"$f":"SN26/$UW$26","v":0},null,{"$f":"$G26*SQ26","v":0},{"$f":"SQ26/$UW$26","v":0},null,{"$f":"$G26*ST26","v":0},{"$f":"ST26/$UW$26","v":0},0,{"$f":"$G26*SW26","v":0},{"$f":"SW26/$UW$26","v":0},0,{"$f":"$G26*SZ26","v":0},{"$f":"SZ26/$UW$26","v":0},null,{"$f":"$G26*TC26","v":0},{"$f":"TC26/$UW$26","v":0},null,{"$f":"$G26*TF26","v":0},{"$f":"TF26/$UW$26","v":0},null,{"$f":"$G26*TI26","v":0},{"$f":"TI26/$UW$26","v":0},0,0,{"$f":"TL26/$UW$26","v":0},null,0,{"$f":"TO26/$UW$26","v":0},0,{"$f":"$G26*TR26","v":0},{"$f":"TR26/$UW$26","v":0},null,null,null,null,null,null,null,null,null,null,null,null,null,null,null,null,null,null,null,null,null,null,null,null,0,{"$f":"$G26*US26","v":0},{"$f":"US26/$UW$26","v":0},null,27.38]
["1.5.3",null,"C","Q188  /6x6/150x150/ ","Q188  /6x6/150x150/ ","kg",{"$f":"CENA!G18","v":0},3275.1800000000003,0,null,null,null,null,null,null,null,null,null,null,null,null,null,null,null,null,null,null,null,null,null,null,null,null,null,null,null,null,null,null,null,null,null,null,null,null,null,null,null,null,null,null,null,null,null,null,null,null,null,null,null,null,null,null,null,null,null,null,null,null,null,null,null,null,null,null,null,null,null,null,null,null,null,null,null,null,null,null,null,null,null,null,null,null,236.76,{"$f":"$G27*CP27","v":0},{"$f":"CP27/$UW$27","v":6},236.76,{"$f":"$G27*CS27","v":0},{"$f":"CS27/$UW$27","v":6},157.84,{"$f":"$G27*CV27","v":0},{"$f":"CV27/$UW$27","v":4},null,null,null,null,null,null,null,null,null,null,null,null,null,null,null,null,null,null,null,null,null,null,null,null,null,null,null,null,null,null,null,null,null,null,null,null,null,null,null,null,null,null,null,null,null,null,null,null,null,null,null,null,null,null,null,null,null,118.38,{"$f":"$G27*FD27","v":0},{"$f":"FD27/$UW$27","v":3},157.84,{"$f":"$G27*FG27","v":0},{"$f":"FG27/$UW$27","v":4},78.92,{"$f":"$G27*FJ27","v":0},{"$f":"FJ27/$UW$27","v":2},null,null,null,236.76,{"$f":"$G27*FP27","v":0},{"$f":"FP27/$UW$27","v":6},null,null,null,null,null,null,null,null,null,null,null,null,null,null,null,null,null,null,null,null,null,null,null,null,null,null,null,null,null,null,null,null,null,null,null,null,null,null,null,null,null,null,null,null,null,null,null,null,null,null,null,null,null,null,null,null,null,null,null,null,null,null,null,null,null,null,null,null,null,null,null,null,null,null,null,null,null,null,null,null,null,null,null,null,null,null,null,null,null,null,null,null,null,null,null,null,null,null,null,null,null,null,null,null,null,null,null,null,null,null,null,null,null,null,null,null,null,null,null,null,null,null,null,null,null,null,null,null,null,null,null,null,null,null,null,null,null,null,null,null,null,null,null,null,null,null,null,null,null,null,null,null,null,null,null,null,null,null,null,null,null,null,null,null,null,null,null,null,null,null,null,null,null,null,null,null,null,null,null,null,null,null,null,null,null,null,null,null,null,null,null,null,null,null,null,null,null,null,null,null,null,null,null,null,null,null,null,null,null,null,null,null,null,null,null,null,null,null,null,null,null,null,null,null,null,null,null,null,null,null,null,null,null,null,null,null,null,null,null,null,null,null,null,null,null,null,null,null,null,null,null,null,null,null,null,null,null,null,null,null,null,null,null,null,null,null,null,null,null,null,null,null,null,null,null,null,null,{"$f":"$G27*QI27","v":0},{"$f":"QI27/$UW$27","v":0},null,{"$f":"$G27*QL27","v":0},{"$f":"QL27/$UW$27","v":0},0,{"$f":"$G27*QO27","v":0},{"$f":"QO27/$UW$27","v":0},0,{"$f":"$G27*QR27","v":0},{"$f":"QR27/$UW$27","v":0},null,{"$f":"$G27*QU27","v":0},{"$f":"QU27/$UW$27","v":0},0,{"$f":"$G27*QX27","v":0},{"$f":"QX27/$UW$27","v":0},0,{"$f":"$G27*RA27","v":0},{"$f":"RA27/$UW$27","v":0},null,{"$f":"$G27*RD27","v":0},{"$f":"RD27/$UW$27","v":0},null,{"$f":"$G27*RG27","v":0},{"$f":"RG27/$UW$27","v":0},197.3,{"$f":"$G27*RJ27","v":0},{"$f":"RJ27/$UW$27","v":5},0,{"$f":"$G27*RM27","v":0},{"$f":"RM27/$UW$27","v":0},0,0,{"$f":"RP27/$UW$27","v":0},394.6,0,{"$f":"RS27/$UW$27","v":10},0,{"$f":"$G27*RV27","v":0},{"$f":"RV27/$UW$27","v":0},118.38,{"$f":"$G27*RY27","v":0},{"$f":"RY27/$UW$27","v":3},315.68,{"$f":"$G27*SB27","v":0},{"$f":"SB27/$UW$27","v":8},394.6,{"$f":"$G27*SE27","v":0},{"$f":"SE27/$UW$27","v":10},null,{"$f":"$G27*SH27","v":0},{"$f":"SH27/$UW$27","v":0},null,{"$f":"$G27*SK27","v":0},{"$f":"SK27/$UW$27","v":0},118.38,{"$f":"$G27*SN27","v":0},{"$f":"SN27/$UW$27","v":3},null,{"$f":"$G27*SQ27","v":0},{"$f":"SQ27/$UW$27","v":0},null,{"$f":"$G27*ST27","v":0},{"$f":"ST27/$UW$27","v":0},0,{"$f":"$G27*SW27","v":0},{"$f":"SW27/$UW$27","v":0},0,{"$f":"$G27*SZ27","v":0},{"$f":"SZ27/$UW$27","v":0},null,{"$f":"$G27*TC27","v":0},{"$f":"TC27/$UW$27","v":0},118.38,{"$f":"$G27*TF27","v":0},{"$f":"TF27/$UW$27","v":3},157.84,{"$f":"$G27*TI27","v":0},{"$f":"TI27/$UW$27","v":4},0,0,{"$f":"TL27/$UW$27","v":0},null,0,{"$f":"TO27/$UW$27","v":0},78.92,{"$f":"$G27*TR27","v":0},{"$f":"TR27/$UW$27","v":2},null,null,null,null,null,null,null,null,null,null,null,null,null,null,null,null,null,null,null,null,null,null,null,null,157.84,{"$f":"$G27*US27","v":0},{"$f":"US27/$UW$27","v":4},null,39.46]
["1.5.4",null,"D","Q283  /6x6/100x100/","Q283  /6x6/100x100/","kg",{"$f":"CENA!G19","v":0},0,0,null,null,null,null,null,null,null,null,null,null,null,null,null,null,null,null,null,null,null,null,null,null,null,null,null,null,null,null,null,null,null,null,null,null,null,null,null,null,null,null,null,null,null,null,null,null,null,null,null,null,null,null,null,null,null,null,null,null,null,null,null,null,null,null,null,null,null,null,null,null,null,null,null,null,null,null,null,null,null,null,null,null,null,null,null,{"$f":"$G28*CP28","v":0},{"$f":"CP28/$UW$28","v":0},null,{"$f":"$G28*CS28","v":0},{"$f":"CS28/$UW$28","v":0},null,{"$f":"$G28*CV28","v":0},{"$f":"CV28/$UW$28","v":0},null,null,null,null,null,null,null,null,null,null,null,null,null,null,null,null,null,null,null,null,null,null,null,null,null,null,null,null,null,null,null,null,null,null,null,null,null,null,null,null,null,null,null,null,null,null,null,null,null,null,null,null,null,null,null,null,null,0,{"$f":"$G28*FD28","v":0},{"$f":"FD28/$UW$28","v":0},0,{"$f":"$G28*FG28","v":0},{"$f":"FG28/$UW$28","v":0},0,{"$f":"$G28*FJ28","v":0},{"$f":"FJ28/$UW$28","v":0},null,null,null,0,{"$f":"$G28*FP28","v":0},{"$f":"FP28/$UW$28","v":0},null,null,null,null,null,null,null,null,null,null,null,null,null,null,null,null,null,null,null,null,null,null,null,null,null,null,null,null,null,null,null,null,null,null,null,null,null,null,null,null,null,null,null,null,null,null,null,null,null,null,null,null,null,null,null,null,null,null,null,null,null,null,null,null,null,null,null,null,null,null,null,null,null,null,null,null,null,null,null,null,null,null,null,null,null,null,null,null,null,null,null,null,null,null,null,null,null,null,null,null,null,null,null,null,null,null,null,null,null,null,null,null,null,null,null,null,null,null,null,null,null,null,null,null,null,null,null,null,null,null,null,null,null,null,null,null,null,null,null,null,null,null,null,null,null,null,null,null,null,null,null,null,null,null,null,null,null,null,null,null,null,null,null,null,null,null,null,null,null,null,null,null,null,null,null,null,null,null,null,null,null,null,null,null,null,null,null,null,null,null,null,null,null,null,null,null,null,null,null,null,null,null,null,null,null,null,null,null,null,null,null,null,null,null,null,null,null,null,null,null,null,null,null,null,null,null,null,null,null,null,null,null,null,null,null,null,null,null,null,null,null,null,null,null,null,null,null,null,null,null,null,null,null,null,null,null,null,null,null,null,null,null,null,null,null,null,null,null,null,null,null,null,null,null,null,null,null,{"$f":"$G28*QI28","v":0},{"$f":"QI28/$UW$28","v":0},null,{"$f":"$G28*QL28","v":0},{"$f":"QL28/$UW$28","v":0},0,{"$f":"$G28*QO28","v":0},{"$f":"QO28/$UW$28","v":0},0,{"$f":"$G28*QR28","v":0},{"$f":"QR28/$UW$28","v":0},null,{"$f":"$G28*QU28","v":0},{"$f":"QU28/$UW$28","v":0},0,{"$f":"$G28*QX28","v":0},{"$f":"QX28/$UW$28","v":0},0,{"$f":"$G28*RA28","v":0},{"$f":"RA28/$UW$28","v":0},null,{"$f":"$G28*RD28","v":0},{"$f":"RD28/$UW$28","v":0},null,{"$f":"$G28*RG28","v":0},{"$f":"RG28/$UW$28","v":0},null,{"$f":"$G28*RJ28","v":0},{"$f":"RJ28/$UW$28","v":0},0,{"$f":"$G28*RM28","v":0},{"$f":"RM28/$UW$28","v":0},0,0,{"$f":"RP28/$UW$28","v":0},0,0,{"$f":"RS28/$UW$28","v":0},0,{"$f":"$G28*RV28","v":0},{"$f":"RV28/$UW$28","v":0},null,{"$f":"$G28*RY28","v":0},{"$f":"RY28/$UW$28","v":0},null,{"$f":"$G28*SB28","v":0},{"$f":"SB28/$UW$28","v":0},0,{"$f":"$G28*SE28","v":0},{"$f":"SE28/$UW$28","v":0},null,{"$f":"$G28*SH28","v":0},{"$f":"SH28/$UW$28","v":0},null,{"$f":"$G28*SK28","v":0},{"$f":"SK28/$UW$28","v":0},0,{"$f":"$G28*SN28","v":0},{"$f":"SN28/$UW$28","v":0},null,{"$f":"$G28*SQ28","v":0},{"$f":"SQ28/$UW$28","v":0},null,{"$f":"$G28*ST28","v":0},{"$f":"ST28/$UW$28","v":0},0,{"$f":"$G28*SW28","v":0},{"$f":"SW28/$UW$28","v":0},0,{"$f":"$G28*SZ28","v":0},{"$f":"SZ28/$UW$28","v":0},null,{"$f":"$G28*TC28","v":0},{"$f":"TC28/$UW$28","v":0},null,{"$f":"$G28*TF28","v":0},{"$f":"TF28/$UW$28","v":0},null,{"$f":"$G28*TI28","v":0},{"$f":"TI28/$UW$28","v":0},0,0,{"$f":"TL28/$UW$28","v":0},null,0,{"$f":"TO28/$UW$28","v":0},0,{"$f":"$G28*TR28","v":0},{"$f":"TR28/$UW$28","v":0},null,null,null,null,null,null,null,null,null,null,null,null,null,null,null,null,null,null,null,null,null,null,null,null,0,{"$f":"$G28*US28","v":0},{"$f":"US28/$UW$28","v":0},null,58.21]
["1.5.5",null,"E","Q335  /8x8/150x150/","Q335  /8x8/150x150/","kg",{"$f":"CENA!G20","v":0},491.54,0,null,null,null,null,null,null,null,null,null,null,null,null,null,null,null,null,null,null,null,null,null,null,null,null,null,null,null,null,null,null,null,null,null,null,null,null,null,null,null,null,null,null,null,null,null,null,null,null,null,null,null,null,null,null,null,null,null,null,null,null,null,null,null,null,null,null,null,null,null,null,null,null,null,null,null,null,null,null,null,null,null,null,null,null,null,{"$f":"$G29*CP29","v":0},{"$f":"CP29/$UW$29","v":0},null,{"$f":"$G29*CS29","v":0},{"$f":"CS29/$UW$29","v":0},null,{"$f":"$G29*CV29","v":0},{"$f":"CV29/$UW$29","v":0},null,null,null,null,null,null,null,null,null,null,null,null,null,null,null,null,null,null,null,null,null,null,null,null,null,null,null,null,null,null,null,null,null,null,null,null,null,null,null,null,null,null,null,null,null,null,null,null,null,null,null,null,null,null,null,null,null,0,{"$f":"$G29*FD29","v":0},{"$f":"FD29/$UW$29","v":0},0,{"$f":"$G29*FG29","v":0},{"$f":"FG29/$UW$29","v":0},0,{"$f":"$G29*FJ29","v":0},{"$f":"FJ29/$UW$29","v":0},null,null,null,0,{"$f":"$G29*FP29","v":0},{"$f":"FP29/$UW$29","v":0},null,null,null,null,null,null,null,null,null,null,null,null,null,null,null,null,null,null,null,null,null,null,null,null,null,null,null,null,null,null,null,null,null,null,null,null,null,null,null,null,null,null,null,null,null,null,null,null,null,null,null,null,null,null,null,null,null,null,null,null,null,null,null,null,null,null,null,null,null,null,null,null,null,null,null,null,null,null,null,null,null,null,null,null,null,null,null,null,null,null,null,null,null,null,null,null,null,null,null,null,null,null,null,null,null,null,null,null,null,null,null,null,null,null,null,null,null,null,null,null,null,null,null,null,null,null,null,null,null,null,null,null,null,null,null,null,null,null,null,null,null,null,null,null,null,null,null,null,null,null,null,null,null,null,null,null,null,null,null,null,null,null,null,null,null,null,null,null,null,null,null,null,null,null,null,null,null,null,null,null,null,null,null,null,null,null,null,null,null,null,null,null,null,null,null,null,null,null,null,null,null,null,null,null,null,null,null,null,null,null,null,null,null,null,null,null,null,null,null,null,null,null,null,null,null,null,null,null,null,null,null,null,null,null,null,null,null,null,null,null,null,null,null,null,null,null,null,null,null,null,null,null,null,null,null,null,null,null,null,null,null,null,null,null,null,null,null,null,null,null,null,null,null,null,null,null,null,{"$f":"$G29*QI29","v":0},{"$f":"QI29/$UW$29","v":0},null,{"$f":"$G29*QL29","v":0},{"$f":"QL29/$UW$29","v":0},0,{"$f":"$G29*QO29","v":0},{"$f":"QO29/$UW$29","v":0},0,{"$f":"$G29*QR29","v":0},{"$f":"QR29/$UW$29","v":0},null,{"$f":"$G29*QU29","v":0},{"$f":"QU29/$UW$29","v":0},0,{"$f":"$G29*QX29","v":0},{"$f":"QX29/$UW$29","v":0},0,{"$f":"$G29*RA29","v":0},{"$f":"RA29/$UW$29","v":0},null,{"$f":"$G29*RD29","v":0},{"$f":"RD29/$UW$29","v":0},null,{"$f":"$G29*RG29","v":0},{"$f":"RG29/$UW$29","v":0},null,{"$f":"$G29*RJ29","v":0},{"$f":"RJ29/$UW$29","v":0},0,{"$f":"$G29*RM29","v":0},{"$f":"RM29/$UW$29","v":0},0,0,{"$f":"RP29/$UW$29","v":0},140.44,0,{"$f":"RS29/$UW$29","v":2},0,{"$f":"$G29*RV29","v":0},{"$f":"RV29/$UW$29","v":0},null,{"$f":"$G29*RY29","v":0},{"$f":"RY29/$UW$29","v":0},null,{"$f":"$G29*SB29","v":0},{"$f":"SB29/$UW$29","v":0},0,{"$f":"$G29*SE29","v":0},{"$f":"SE29/$UW$29","v":0},null,{"$f":"$G29*SH29","v":0},{"$f":"SH29/$UW$29","v":0},null,{"$f":"$G29*SK29","v":0},{"$f":"SK29/$UW$29","v":0},0,{"$f":"$G29*SN29","v":0},{"$f":"SN29/$UW$29","v":0},null,{"$f":"$G29*SQ29","v":0},{"$f":"SQ29/$UW$29","v":0},null,{"$f":"$G29*ST29","v":0},{"$f":"ST29/$UW$29","v":0},0,{"$f":"$G29*SW29","v":0},{"$f":"SW29/$UW$29","v":0},0,{"$f":"$G29*SZ29","v":0},{"$f":"SZ29/$UW$29","v":0},351.1,{"$f":"$G29*TC29","v":0},{"$f":"TC29/$UW$29","v":5},null,{"$f":"$G29*TF29","v":0},{"$f":"TF29/$UW$29","v":0},null,{"$f":"$G29*TI29","v":0},{"$f":"TI29/$UW$29","v":0},0,0,{"$f":"TL29/$UW$29","v":0},null,0,{"$f":"TO29/$UW$29","v":0},0,{"$f":"$G29*TR29","v":0},{"$f":"TR29/$UW$29","v":0},null,null,null,null,null,null,null,null,null,null,null,null,null,null,null,null,null,null,null,null,null,null,null,null,0,{"$f":"$G29*US29","v":0},{"$f":"US29/$UW$29","v":0},null,70.22]
[]
[2,"Z",null,"MATERIJAL ZA ZIDANJE, MALTERISANJE, GLETOVANJE I FARBANJE","MASONRY, PLASTERING FAIRING AND PAINTING MATERIAL"]
["2.1","Z",1,"Giter blok (d/š/v) 250x190x190 mm","Gitter block (l/w/h) 250x190x190 mm","kom/pcs",{"$f":"CENA!G23","v":0},{"$f":"J32+M32+P32+S32+AQ32+CJ32+DK32+FD32+V32+Y32+AB32+AE32+AH32+AK32+AN32+AT32+AW32+AZ32+BC32+BF32+BI32+BL32+BO32+BR32+BU32+BX32+CA32+CD32+CG32+CM32+CP32+CS32+CV32+CY32+DB32+DE32+DH32+DN32+DQ32+DT32+DW32+DZ32+EC32+EF32+EI32+EL32+EO32+ER32+EU32+EX32+FA32+FG32+FJ32+FM32+FP32+FS32+FV32+FY32+GB32+GE32+GH32+GK32+GN32+GQ32+GT32+GW32+GZ32+HC32+HF32+HI32+HL32+HO32+HR32+HU32+HX32+IA32+ID32+IG32+IJ32+IM32+IP32+IS32+IV32+IY32+JB32+JE32+JH32+JK32+JN32+JQ32+JT32+JW32+JZ32+KC32+KF32+KI32+KL32+KO32+KR32+KU32+KX32+LA32+LD32+LG32+LJ32+LM32+LP32+LS32+LV32+LY32+MB32+ME32+MH32+MK32+MN32+MQ32+MT32+MW32+MZ32+NC32+NF32+NI32+NL32+NO32+NR32+NU32+NX32+OA32+OD32+OG32+OJ32+OM32+OP32+OS32+OV32+OY32+PB32+PE32+PH32+PK32+PN32+PQ32+PT32+PW32+PZ32+QC32+QF32+QI32+QL32+QO32+QR32+QU32+QX32+RA32+RD32+RG32+RJ32+RM32+RP32+RS32+RV32+RY32+SB32+SE32+SH32+SK32+SN32+SQ32+ST32+SW32+SZ32+TC32+TF32+TI32+TL32+TO32+TR32+TU32+TX32+UA32+UD32+UG32+UJ32+UM32+UP32+US32","v":17300},{"$f":"G32*H32","v":0},null,null,null,null,null,null,null,null,null,null,null,null,null,null,null,null,null,null,null,null,null,null,null,null,null,null,null,null,null,null,null,null,null,null,null,null,null,null,null,null,null,null,null,null,null,null,null,null,null,null,null,null,null,null,null,null,null,null,null,null,null,null,null,null,null,null,null,null,null,null,null,null,null,null,null,null,null,null,null,null,null,null,null,null,null,{"$f":"$G32*CP32","v":0},null,2720,{"$f":"$G32*CS32","v":0},null,null,{"$f":"$G32*CV32","v":0},null,null,null,null,null,null,null,null,null,null,null,null,null,null,null,null,null,null,null,null,null,null,null,null,null,null,null,null,null,null,null,null,null,null,null,null,null,null,null,null,null,null,null,null,null,null,null,null,null,null,null,null,null,null,null,null,null,null,320,{"$f":"$G32*FD32","v":0},null,0,{"$f":"$G32*FG32","v":0},null,480,{"$f":"$G32*FJ32","v":0},null,null,null,null,0,{"$f":"$G32*FP32","v":0},null,null,null,null,null,null,null,null,null,null,null,null,null,null,null,null,null,null,null,null,null,null,null,null,null,null,null,null,null,null,null,null,null,null,null,null,null,null,null,null,null,null,null,null,null,null,null,null,null,null,null,null,null,null,null,null,null,null,null,null,null,null,null,null,null,null,null,null,null,null,null,null,null,null,null,null,null,null,null,null,null,null,null,null,null,null,null,null,null,null,null,null,null,null,null,null,null,null,null,null,null,null,null,null,null,null,null,null,null,null,null,null,null,null,null,null,null,null,null,null,null,null,null,null,null,null,null,null,null,null,null,null,null,null,null,null,null,null,null,null,null,null,null,null,null,null,null,null,null,null,null,null,null,null,null,null,null,null,null,null,null,null,null,null,null,null,null,null,null,null,null,null,null,null,null,null,null,null,null,null,null,null,null,null,null,null,null,null,null,null,null,null,null,null,null,null,null,null,null,null,null,null,null,null,null,null,null,null,null,null,null,null,null,null,null,null,null,null,null,null,null,null,null,null,null,null,null,null,null,null,null,null,null,null,null,null,null,null,null,null,null,null,null,null,null,null,null,null,null,null,null,null,null,null,null,null,null,null,null,null,null,null,null,null,null,null,null,null,null,null,null,null,null,null,null,null,null,null,{"$f":"$G32*QI32","v":0},null,null,{"$f":"$G32*QL32","v":0},null,0,{"$f":"$G32*QO32","v":0},null,0,{"$f":"$G32*QR32","v":0},null,640,{"$f":"$G32*QU32","v":0},null,1440,{"$f":"$G32*QX32","v":0},null,0,{"$f":"$G32*RA32","v":0},null,320,{"$f":"$G32*RD32","v":0},null,480,{"$f":"$G32*RG32","v":0},null,null,{"$f":"$G32*RJ32","v":0},null,480,{"$f":"$G32*RM32","v":0},null,0,{"$f":"$G32*RP32","v":0},null,0,{"$f":"$G32*RS32","v":0},null,0,{"$f":"$G32*RV32","v":0},null,1600,{"$f":"$G32*RY32","v":0},null,2880,{"$f":"$G32*SB32","v":0},null,2240,{"$f":"$G32*SE32","v":0},null,null,{"$f":"$G32*SH32","v":0},null,null,{"$f":"$G32*SK32","v":0},null,880,{"$f":"$G32*SN32","v":0},null,1440,{"$f":"$G32*SQ32","v":0},null,null,{"$f":"$G32*ST32","v":0},null,0,{"$f":"$G32*SW32","v":0},null,0,{"$f":"$G32*SZ32","v":0},null,100,{"$f":"$G32*TC32","v":0},null,480,{"$f":"$G32*TF32","v":0},null,null,{"$f":"$G32*TI32","v":0},null,0,{"$f":"$G32*TL32","v":0},null,null,{"$f":"$G32*TO32","v":0},null,800,{"$f":"$G32*TR32","v":0},null,null,null,null,null,null,null,null,null,null,null,null,null,null,null,null,null,null,null,null,null,null,null,null,null,0,{"$f":"$G32*US32","v":0}]
["2.2","Z",2,"Giter polublok (12cm) (d/š/v) 250x120x190mm","Gitter half block (12cm) (l/w/h) 250x120x190mm","kom/pcs",{"$f":"CENA!G24","v":0},3780,0,null,null,null,null,null,null,null,null,null,null,null,null,null,null,null,null,null,null,null,null,null,null,null,null,null,null,null,null,null,null,null,null,null,null,null,null,null,null,null,null,null,null,null,null,null,null,null,null,null,null,null,null,null,null,null,null,null,null,null,null,null,null,null,null,null,null,null,null,null,null,null,null,null,null,null,null,null,null,null,null,null,null,null,null,null,{"$f":"$G33*CP33","v":0},null,840,{"$f":"$G33*CS33","v":0},null,null,{"$f":"$G33*CV33","v":0},null,null,null,null,null,null,null,null,null,null,null,null,null,null,null,null,null,null,null,null,null,null,null,null,null,null,null,null,null,null,null,null,null,null,null,null,null,null,null,null,null,null,null,null,null,null,null,null,null,null,null,null,null,null,null,null,null,null,0,{"$f":"$G33*FD33","v":0},null,0,{"$f":"$G33*FG33","v":0},null,0,{"$f":"$G33*FJ33","v":0},null,null,null,null,0,{"$f":"$G33*FP33","v":0},null,null,null,null,null,null,null,null,null,null,null,null,null,null,null,null,null,null,null,null,null,null,null,null,null,null,null,null,null,null,null,null,null,null,null,null,null,null,null,null,null,null,null,null,null,null,null,null,null,null,null,null,null,null,null,null,null,null,null,null,null,null,null,null,null,null,null,null,null,null,null,null,null,null,null,null,null,null,null,null,null,null,null,null,null,null,null,null,null,null,null,null,null,null,null,null,null,null,null,null,null,null,null,null,null,null,null,null,null,null,null,null,null,null,null,null,null,null,null,null,null,null,null,null,null,null,null,null,null,null,null,null,null,null,null,null,null,null,null,null,null,null,null,null,null,null,null,null,null,null,null,null,null,null,null,null,null,null,null,null,null,null,null,null,null,null,null,null,null,null,null,null,null,null,null,null,null,null,null,null,null,null,null,null,null,null,null,null,null,null,null,null,null,null,null,null,null,null,null,null,null,null,null,null,null,null,null,null,null,null,null,null,null,null,null,null,null,null,null,null,null,null,null,null,null,null,null,null,null,null,null,null,null,null,null,null,null,null,null,null,null,null,null,null,null,null,null,null,null,null,null,null,null,null,null,null,null,null,null,null,null,null,null,null,null,null,null,null,null,null,null,null,null,null,null,null,null,null,{"$f":"$G33*QI33","v":0},null,null,{"$f":"$G33*QL33","v":0},null,0,{"$f":"$G33*QO33","v":0},null,0,{"$f":"$G33*QR33","v":0},null,null,{"$f":"$G33*QU33","v":0},null,0,{"$f":"$G33*QX33","v":0},null,0,{"$f":"$G33*RA33","v":0},null,null,{"$f":"$G33*RD33","v":0},null,null,{"$f":"$G33*RG33","v":0},null,null,{"$f":"$G33*RJ33","v":0},null,0,{"$f":"$G33*RM33","v":0},null,0,0,null,630,0,null,0,{"$f":"$G33*RV33","v":0},null,null,{"$f":"$G33*RY33","v":0},null,630,{"$f":"$G33*SB33","v":0},null,630,{"$f":"$G33*SE33","v":0},null,null,{"$f":"$G33*SH33","v":0},null,null,{"$f":"$G33*SK33","v":0},null,0,{"$f":"$G33*SN33","v":0},null,null,{"$f":"$G33*SQ33","v":0},null,null,{"$f":"$G33*ST33","v":0},null,0,{"$f":"$G33*SW33","v":0},null,0,{"$f":"$G33*SZ33","v":0},null,1050,{"$f":"$G33*TC33","v":0},null,null,{"$f":"$G33*TF33","v":0},null,null,{"$f":"$G33*TI33","v":0},null,0,0,null,null,0,null,0,{"$f":"$G33*TR33","v":0},null,null,null,null,null,null,null,null,null,null,null,null,null,null,null,null,null,null,null,null,null,null,null,null,null,0,{"$f":"$G33*US33","v":0}]
["2.3","Z",3,"Opeka puna (d/š/v) 250x120x65 mm","Brick (full-without holes) (l/w/h) 250x120x65 mm","kom/pcs",{"$f":"CENA!G25","v":0},5632,0,null,null,null,null,null,null,null,null,null,null,null,null,null,null,null,null,null,null,null,null,null,null,null,null,null,null,null,null,null,null,null,null,null,null,null,null,null,null,null,null,null,null,null,null,null,null,null,null,null,null,null,null,null,null,null,null,null,null,null,null,null,null,null,null,null,null,null,null,null,null,null,null,null,null,null,null,null,null,null,null,null,null,null,null,null,{"$f":"$G34*CP34","v":0},null,1536,{"$f":"$G34*CS34","v":0},null,null,{"$f":"$G34*CV34","v":0},null,null,null,null,null,null,null,null,null,null,null,null,null,null,null,null,null,null,null,null,null,null,null,null,null,null,null,null,null,null,null,null,null,null,null,null,null,null,null,null,null,null,null,null,null,null,null,null,null,null,null,null,null,null,null,null,null,null,0,{"$f":"$G34*FD34","v":0},null,0,{"$f":"$G34*FG34","v":0},null,0,{"$f":"$G34*FJ34","v":0},null,null,null,null,0,{"$f":"$G34*FP34","v":0},null,null,null,null,null,null,null,null,null,null,null,null,null,null,null,null,null,null,null,null,null,null,null,null,null,null,null,null,null,null,null,null,null,null,null,null,null,null,null,null,null,null,null,null,null,null,null,null,null,null,null,null,null,null,null,null,null,null,null,null,null,null,null,null,null,null,null,null,null,null,null,null,null,null,null,null,null,null,null,null,null,null,null,null,null,null,null,null,null,null,null,null,null,null,null,null,null,null,null,null,null,null,null,null,null,null,null,null,null,null,null,null,null,null,null,null,null,null,null,null,null,null,null,null,null,null,null,null,null,null,null,null,null,null,null,null,null,null,null,null,null,null,null,null,null,null,null,null,null,null,null,null,null,null,null,null,null,null,null,null,null,null,null,null,null,null,null,null,null,null,null,null,null,null,null,null,null,null,null,null,null,null,null,null,null,null,null,null,null,null,null,null,null,null,null,null,null,null,null,null,null,null,null,null,null,null,null,null,null,null,null,null,null,null,null,null,null,null,null,null,null,null,null,null,null,null,null,null,null,null,null,null,null,null,null,null,null,null,null,null,null,null,null,null,null,null,null,null,null,null,null,null,null,null,null,null,null,null,null,null,null,null,null,null,null,null,null,null,null,null,null,null,null,null,null,null,null,null,{"$f":"$G34*QI34","v":0},null,null,{"$f":"$G34*QL34","v":0},null,1024,{"$f":"$G34*QO34","v":0},null,0,{"$f":"$G34*QR34","v":0},null,null,{"$f":"$G34*QU34","v":0},null,0,{"$f":"$G34*QX34","v":0},null,0,{"$f":"$G34*RA34","v":0},null,null,{"$f":"$G34*RD34","v":0},null,null,{"$f":"$G34*RG34","v":0},null,512,{"$f":"$G34*RJ34","v":0},null,0,{"$f":"$G34*RM34","v":0},null,0,0,null,1536,0,null,0,{"$f":"$G34*RV34","v":0},null,null,{"$f":"$G34*RY34","v":0},null,null,{"$f":"$G34*SB34","v":0},null,0,{"$f":"$G34*SE34","v":0},null,null,{"$f":"$G34*SH34","v":0},null,null,{"$f":"$G34*SK34","v":0},null,0,{"$f":"$G34*SN34","v":0},null,null,{"$f":"$G34*SQ34","v":0},null,null,{"$f":"$G34*ST34","v":0},null,0,{"$f":"$G34*SW34","v":0},null,0,{"$f":"$G34*SZ34","v":0},null,512,{"$f":"$G34*TC34","v":0},null,null,{"$f":"$G34*TF34","v":0},null,null,{"$f":"$G34*TI34","v":0},null,0,0,null,512,0,null,0,{"$f":"$G34*TR34","v":0},null,null,null,null,null,null,null,null,null,null,null,null,null,null,null,null,null,null,null,null,null,null,null,null,null,0,{"$f":"$G34*US34","v":0}]
["2.4","Z",4,"Blok od porobetona za pregradni zid\n(d/š/v) 625x200x200 mm","Aerated concrete block for partition wall\n(l/w/h) 625x200x200 mm","kom/pcs",{"$f":"CENA!G26","v":0},0,0,null,null,null,null,null,null,null,null,null,null,null,null,null,null,null,null,null,null,null,null,null,null,null,null,null,null,null,null,null,null,null,null,null,null,null,null,null,null,null,null,null,null,null,null,null,null,null,null,null,null,null,null,null,null,null,null,null,null,null,null,null,null,null,null,null,null,null,null,null,null,null,null,null,null,null,null,null,null,null,null,null,null,null,null,null,{"$f":"$G35*CP35","v":0},null,null,{"$f":"$G35*CS35","v":0},null,null,{"$f":"$G35*CV35","v":0},null,null,null,null,null,null,null,null,null,null,null,null,null,null,null,null,null,null,null,null,null,null,null,null,null,null,null,null,null,null,null,null,null,null,null,null,null,null,null,null,null,null,null,null,null,null,null,null,null,null,null,null,null,null,null,null,null,null,0,{"$f":"$G35*FD35","v":0},null,0,{"$f":"$G35*FG35","v":0},null,0,{"$f":"$G35*FJ35","v":0},null,null,null,null,0,{"$f":"$G35*FP35","v":0},null,null,null,null,null,null,null,null,null,null,null,null,null,null,null,null,null,null,null,null,null,null,null,null,null,null,null,null,null,null,null,null,null,null,null,null,null,null,null,null,null,null,null,null,null,null,null,null,null,null,null,null,null,null,null,null,null,null,null,null,null,null,null,null,null,null,null,null,null,null,null,null,null,null,null,null,null,null,null,null,null,null,null,null,null,null,null,null,null,null,null,null,null,null,null,null,null,null,null,null,null,null,null,null,null,null,null,null,null,null,null,null,null,null,null,null,null,null,null,null,null,null,null,null,null,null,null,null,null,null,null,null,null,null,null,null,null,null,null,null,null,null,null,null,null,null,null,null,null,null,null,null,null,null,null,null,null,null,null,null,null,null,null,null,null,null,null,null,null,null,null,null,null,null,null,null,null,null,null,null,null,null,null,null,null,null,null,null,null,null,null,null,null,null,null,null,null,null,null,null,null,null,null,null,null,null,null,null,null,null,null,null,null,null,null,null,null,null,null,null,null,null,null,null,null,null,null,null,null,null,null,null,null,null,null,null,null,null,null,null,null,null,null,null,null,null,null,null,null,null,null,null,null,null,null,null,null,null,null,null,null,null,null,null,null,null,null,null,null,null,null,null,null,null,null,null,null,null,{"$f":"$G35*QI35","v":0},null,null,{"$f":"$G35*QL35","v":0},null,0,{"$f":"$G35*QO35","v":0},null,0,{"$f":"$G35*QR35","v":0},null,null,{"$f":"$G35*QU35","v":0},null,0,{"$f":"$G35*QX35","v":0},null,0,{"$f":"$G35*RA35","v":0},null,null,{"$f":"$G35*RD35","v":0},null,null,{"$f":"$G35*RG35","v":0},null,null,{"$f":"$G35*RJ35","v":0},null,0,{"$f":"$G35*RM35","v":0},null,0,0,null,0,0,null,0,{"$f":"$G35*RV35","v":0},null,null,{"$f":"$G35*RY35","v":0},null,null,{"$f":"$G35*SB35","v":0},null,0,{"$f":"$G35*SE35","v":0},null,null,{"$f":"$G35*SH35","v":0},null,null,{"$f":"$G35*SK35","v":0},null,0,{"$f":"$G35*SN35","v":0},null,null,{"$f":"$G35*SQ35","v":0},null,null,{"$f":"$G35*ST35","v":0},null,0,{"$f":"$G35*SW35","v":0},null,0,{"$f":"$G35*SZ35","v":0},null,null,{"$f":"$G35*TC35","v":0},null,null,{"$f":"$G35*TF35","v":0},null,null,{"$f":"$G35*TI35","v":0},null,0,0,null,null,0,null,0,{"$f":"$G35*TR35","v":0},null,null,null,null,null,null,null,null,null,null,null,null,null,null,null,null,null,null,null,null,null,null,null,null,null,0,{"$f":"$G35*US35","v":0}]
["2.5","Z",5,"Fert nosači (gredice)\nDužina nosača je jednaka dužini binora = \nširina otvora između zidova + 30 cm.\nBroj gredica = dužina prostorije x 0,40","Fert beams\nBoom length is equal to the length of Binor =\nwidth of the openings between the walls + 30 cm.\nNumber of beams = length of room x 0.40","/","/","/","/",null,null,null,null,null,null,null,null,null,null,null,null,null,null,null,null,null,null,null,null,null,null,null,null,null,null,null,null,null,null,null,null,null,null,null,null,null,null,null,null,null,null,null,null,null,null,null,null,null,null,null,null,null,null,null,null,null,null,null,null,null,null,null,null,null,null,null,null,null,null,null,null,null,null,null,null,null,null,null,null,null,null,null,null,"/","/",null,"/","/",null,"/","/",null,null,null,null,null,null,null,null,null,null,null,null,null,null,null,null,null,null,null,null,null,null,null,null,null,null,null,null,null,null,null,null,null,null,null,null,null,null,null,null,null,null,null,null,null,null,null,null,null,null,null,null,null,null,null,null,null,null,"/","/",null,"/","/",null,"/","/",null,null,null,null,"/","/",null,null,null,null,null,null,null,null,null,null,null,null,null,null,null,null,null,null,null,null,null,null,null,null,null,null,null,null,null,null,null,null,null,null,null,null,null,null,null,null,null,null,null,null,null,null,null,null,null,null,null,null,null,null,null,null,null,null,null,null,null,null,null,null,null,null,null,null,null,null,null,null,null,null,null,null,null,null,null,null,null,null,null,null,null,null,null,null,null,null,null,null,null,null,null,null,null,null,null,null,null,null,null,null,null,null,null,null,null,null,null,null,null,null,null,null,null,null,null,null,null,null,null,null,null,null,null,null,null,null,null,null,null,null,null,null,null,null,null,null,null,null,null,null,null,null,null,null,null,null,null,null,null,null,null,null,null,null,null,null,null,null,null,null,null,null,null,null,null,null,null,null,null,null,null,null,null,null,null,null,null,null,null,null,null,null,null,null,null,null,null,null,null,null,null,null,null,null,null,null,null,null,null,null,null,null,null,null,null,null,null,null,null,null,null,null,null,null,null,null,null,null,null,null,null,null,null,null,null,null,null,null,null,null,null,null,null,null,null,null,null,null,null,null,null,null,null,null,null,null,null,null,null,null,null,null,null,null,null,null,null,null,null,null,null,null,null,null,null,null,null,null,null,null,null,null,null,"/","/",null,"/","/",null,"/","/",null,"/","/",null,"/","/",null,"/","/",null,"/","/",null,"/","/",null,"/","/",null,"/","/",null,"/","/",null,"/","/",null,"/","/",null,"/","/",null,"/","/",null,"/","/",null,"/","/",null,"/","/",null,"/","/",null,"/","/",null,"/","/",null,"/","/",null,"/","/",null,"/","/",null,"/","/",null,"/","/",null,"/","/",null,"/","/",null,"/","/",null,"/","/",null,null,null,null,null,null,null,null,null,null,null,null,null,null,null,null,null,null,null,null,null,null,null,null,null,"/","/"]
["2.5.1",null,"A","0,00-3,90 m ","0,00-3,90 m ","m1",{"$f":"CENA!G28","v":0},{"$f":"J37+M37+P37+S37+AQ37+CJ37+DK37+FD37+V37+Y37+AB37+AE37+AH37+AK37+AN37+AT37+AW37+AZ37+BC37+BF37+BI37+BL37+BO37+BR37+BU37+BX37+CA37+CD37+CG37+CM37+CP37+CS37+CV37+CY37+DB37+DE37+DH37+DN37+DQ37+DT37+DW37+DZ37+EC37+EF37+EI37+EL37+EO37+ER37+EU37+EX37+FA37+FG37+FJ37+FM37+FP37+FS37+FV37+FY37+GB37+GE37+GH37+GK37+GN37+GQ37+GT37+GW37+GZ37+HC37+HF37+HI37+HL37+HO37+HR37+HU37+HX37+IA37+ID37+IG37+IJ37+IM37+IP37+IS37+IV37+IY37+JB37+JE37+JH37+JK37+JN37+JQ37+JT37+JW37+JZ37+KC37+KF37+KI37+KL37+KO37+KR37+KU37+KX37+LA37+LD37+LG37+LJ37+LM37+LP37+LS37+LV37+LY37+MB37+ME37+MH37+MK37+MN37+MQ37+MT37+MW37+MZ37+NC37+NF37+NI37+NL37+NO37+NR37+NU37+NX37+OA37+OD37+OG37+OJ37+OM37+OP37+OS37+OV37+OY37+PB37+PE37+PH37+PK37+PN37+PQ37+PT37+PW37+PZ37+QC37+QF37+QI37+QL37+QO37+QR37+QU37+QX37+RA37+RD37+RG37+RJ37+RM37+RP37+RS37+RV37+RY37+SB37+SE37+SH37+SK37+SN37+SQ37+ST37+SW37+SZ37+TC37+TF37+TI37+TL37+TO37+TR37+TU37+TX37+UA37+UD37+UG37+UJ37+UM37+UP37+US37","v":230.1},{"$f":"G37*H37","v":0},null,null,null,null,null,null,null,null,null,null,null,null,null,null,null,null,null,null,null,null,null,null,null,null,null,null,null,null,null,null,null,null,null,null,null,null,null,null,null,null,null,null,null,null,null,null,null,null,null,null,null,null,null,null,null,null,null,null,null,null,null,null,null,null,null,null,null,null,null,null,null,null,null,null,null,null,null,null,null,null,null,null,null,null,null,{"$f":"$G37*CP37","v":0},null,null,{"$f":"$G37*CS37","v":0},null,null,{"$f":"$G37*CV37","v":0},null,null,null,null,null,null,null,null,null,null,null,null,null,null,null,null,null,null,null,null,null,null,null,null,null,null,null,null,null,null,null,null,null,null,null,null,null,null,null,null,null,null,null,null,null,null,null,null,null,null,null,null,null,null,null,null,null,null,0,{"$f":"$G37*FD37","v":0},null,0,{"$f":"$G37*FG37","v":0},null,0,{"$f":"$G37*FJ37","v":0},{"$f":"FJ37/3.9","v":0},null,null,null,0,{"$f":"$G37*FP37","v":0},null,null,null,null,null,null,null,null,null,null,null,null,null,null,null,null,null,null,null,null,null,null,null,null,null,null,null,null,null,null,null,null,null,null,null,null,null,null,null,null,null,null,null,null,null,null,null,null,null,null,null,null,null,null,null,null,null,null,null,null,null,null,null,null,null,null,null,null,null,null,null,null,null,null,null,null,null,null,null,null,null,null,null,null,null,null,null,null,null,null,null,null,null,null,null,null,null,null,null,null,null,null,null,null,null,null,null,null,null,null,null,null,null,null,null,null,null,null,null,null,null,null,null,null,null,null,null,null,null,null,null,null,null,null,null,null,null,null,null,null,null,null,null,null,null,null,null,null,null,null,null,null,null,null,null,null,null,null,null,null,null,null,null,null,null,null,null,null,null,null,null,null,null,null,null,null,null,null,null,null,null,null,null,null,null,null,null,null,null,null,null,null,null,null,null,null,null,null,null,null,null,null,null,null,null,null,null,null,null,null,null,null,null,null,null,null,null,null,null,null,null,null,null,null,null,null,null,null,null,null,null,null,null,null,null,null,null,null,null,null,null,null,null,null,null,null,null,null,null,null,null,null,null,null,null,null,null,null,null,null,null,null,null,null,null,null,null,null,null,null,null,null,null,null,null,null,null,null,{"$f":"$G37*QI37","v":0},null,null,{"$f":"$G37*QL37","v":0},null,0,{"$f":"$G37*QO37","v":0},{"$f":"QO37/3.9","v":0},0,{"$f":"$G37*QR37","v":0},{"$f":"QR37/3.9","v":0},null,{"$f":"$G37*QU37","v":0},null,0,{"$f":"$G37*QX37","v":0},null,0,{"$f":"$G37*RA37","v":0},{"$f":"RA37/3.9","v":0},null,{"$f":"$G37*RD37","v":0},{"$f":"RD37/3.9","v":0},null,{"$f":"$G37*RG37","v":0},null,null,{"$f":"$G37*RJ37","v":0},null,0,{"$f":"$G37*RM37","v":0},null,0,{"$f":"$G37*RP37","v":0},{"$f":"RP37/3.9","v":0},0,{"$f":"$G37*RS37","v":0},{"$f":"RS37/3.9","v":0},0,{"$f":"$G37*RV37","v":0},null,null,{"$f":"$G37*RY37","v":0},null,109.2,{"$f":"$G37*SB37","v":0},null,120.89999999999999,{"$f":"$G37*SE37","v":0},null,null,{"$f":"$G37*SH37","v":0},null,null,{"$f":"$G37*SK37","v":0},{"$f":"SK37/3.9","v":0},0,{"$f":"$G37*SN37","v":0},{"$f":"SN37/3.9","v":0},null,{"$f":"$G37*SQ37","v":0},null,null,{"$f":"$G37*ST37","v":0},null,0,{"$f":"$G37*SW37","v":0},{"$f":"SW37/3.9","v":0},0,{"$f":"$G37*SZ37","v":0},{"$f":"SZ37/3.9","v":0},null,{"$f":"$G37*TC37","v":0},null,null,{"$f":"$G37*TF37","v":0},null,null,{"$f":"$G37*TI37","v":0},null,0,{"$f":"$G37*TL37","v":0},{"$f":"TL37/3.9","v":0},null,{"$f":"$G37*TO37","v":0},{"$f":"TO37/3.9","v":0},0,{"$f":"$G37*TR37","v":0},null,null,null,null,null,null,null,null,null,null,null,null,null,null,null,null,null,null,null,null,null,null,null,null,null,0,{"$f":"$G37*US37","v":0}]
["2.5.2",null,"B","3,91-4,50 m ","3,91-4,50 m ","m1",{"$f":"CENA!G29","v":0},189,0,null,null,null,null,null,null,null,null,null,null,null,null,null,null,null,null,null,null,null,null,null,null,null,null,null,null,null,null,null,null,null,null,null,null,null,null,null,null,null,null,null,null,null,null,null,null,null,null,null,null,null,null,null,null,null,null,null,null,null,null,null,null,null,null,null,null,null,null,null,null,null,null,null,null,null,null,null,null,null,null,null,null,null,null,null,0,null,58.5,0,null,null,0,null,null,null,null,null,null,null,null,null,null,null,null,null,null,null,null,null,null,null,null,null,null,null,null,null,null,null,null,null,null,null,null,null,null,null,null,null,null,null,null,null,null,null,null,null,null,null,null,null,null,null,null,null,null,null,null,null,null,0,0,null,0,0,null,0,0,{"$f":"FJ38/4.5","v":0},null,null,null,0,0,null,null,null,null,null,null,null,null,null,null,null,null,null,null,null,null,null,null,null,null,null,null,null,null,null,null,null,null,null,null,null,null,null,null,null,null,null,null,null,null,null,null,null,null,null,null,null,null,null,null,null,null,null,null,null,null,null,null,null,null,null,null,null,null,null,null,null,null,null,null,null,null,null,null,null,null,null,null,null,null,null,null,null,null,null,null,null,null,null,null,null,null,null,null,null,null,null,null,null,null,null,null,null,null,null,null,null,null,null,null,null,null,null,null,null,null,null,null,null,null,null,null,null,null,null,null,null,null,null,null,null,null,null,null,null,null,null,null,null,null,null,null,null,null,null,null,null,null,null,null,null,null,null,null,null,null,null,null,null,null,null,null,null,null,null,null,null,null,null,null,null,null,null,null,null,null,null,null,null,null,null,null,null,null,null,null,null,null,null,null,null,null,null,null,null,null,null,null,null,null,null,null,null,null,null,null,null,null,null,null,null,null,null,null,null,null,null,null,null,null,null,null,null,null,null,null,null,null,null,null,null,null,null,null,null,null,null,null,null,null,null,null,null,null,null,null,null,null,null,null,null,null,null,null,null,null,null,null,null,null,null,null,null,null,null,null,null,null,null,null,null,null,null,null,null,null,null,null,0,null,null,0,null,0,0,{"$f":"QO38/4.5","v":0},0,0,{"$f":"QR38/4.5","v":0},null,0,null,0,0,null,0,0,{"$f":"RA38/4.5","v":0},null,0,{"$f":"RD38/4.5","v":0},null,0,null,null,0,null,0,0,null,0,0,{"$f":"RP38/4.5","v":0},0,0,{"$f":"RS38/4.5","v":0},0,0,null,null,0,null,null,0,null,130.5,0,null,null,0,null,null,0,{"$f":"SK38/4.5","v":0},0,0,{"$f":"SN38/4.5","v":0},null,0,null,null,0,null,0,0,{"$f":"SW38/4.5","v":0},0,0,{"$f":"SZ38/4.5","v":0},null,0,null,null,0,null,null,0,null,0,0,{"$f":"TL38/4.5","v":0},null,0,{"$f":"TO38/4.5","v":0},0,0,null,null,null,null,null,null,null,null,null,null,null,null,null,null,null,null,null,null,null,null,null,null,null,null,null,0,0]
["2.5.3",null,"C","4,51-4,90 m ","4,51-4,90 m ","m1",{"$f":"CENA!G30","v":0},0,0,null,null,null,null,null,null,null,null,null,null,null,null,null,null,null,null,null,null,null,null,null,null,null,null,null,null,null,null,null,null,null,null,null,null,null,null,null,null,null,null,null,null,null,null,null,null,null,null,null,null,null,null,null,null,null,null,null,null,null,null,null,null,null,null,null,null,null,null,null,null,null,null,null,null,null,null,null,null,null,null,null,null,null,null,null,0,null,null,0,null,null,0,null,null,null,null,null,null,null,null,null,null,null,null,null,null,null,null,null,null,null,null,null,null,null,null,null,null,null,null,null,null,null,null,null,null,null,null,null,null,null,null,null,null,null,null,null,null,null,null,null,null,null,null,null,null,null,null,null,null,0,0,null,0,0,null,0,0,{"$f":"FJ39/4.9","v":0},null,null,null,0,0,null,null,null,null,null,null,null,null,null,null,null,null,null,null,null,null,null,null,null,null,null,null,null,null,null,null,null,null,null,null,null,null,null,null,null,null,null,null,null,null,null,null,null,null,null,null,null,null,null,null,null,null,null,null,null,null,null,null,null,null,null,null,null,null,null,null,null,null,null,null,null,null,null,null,null,null,null,null,null,null,null,null,null,null,null,null,null,null,null,null,null,null,null,null,null,null,null,null,null,null,null,null,null,null,null,null,null,null,null,null,null,null,null,null,null,null,null,null,null,null,null,null,null,null,null,null,null,null,null,null,null,null,null,null,null,null,null,null,null,null,null,null,null,null,null,null,null,null,null,null,null,null,null,null,null,null,null,null,null,null,null,null,null,null,null,null,null,null,null,null,null,null,null,null,null,null,null,null,null,null,null,null,null,null,null,null,null,null,null,null,null,null,null,null,null,null,null,null,null,null,null,null,null,null,null,null,null,null,null,null,null,null,null,null,null,null,null,null,null,null,null,null,null,null,null,null,null,null,null,null,null,null,null,null,null,null,null,null,null,null,null,null,null,null,null,null,null,null,null,null,null,null,null,null,null,null,null,null,null,null,null,null,null,null,null,null,null,null,null,null,null,null,null,null,null,null,null,null,0,null,null,0,null,0,0,{"$f":"QO39/4.9","v":0},0,0,{"$f":"QR39/4.9","v":0},null,0,null,0,0,null,0,0,{"$f":"RA39/4.9","v":0},null,0,{"$f":"RD39/4.9","v":0},null,0,null,null,0,null,0,0,null,0,0,{"$f":"RP39/4.9","v":0},0,0,{"$f":"RS39/4.9","v":0},0,0,null,null,0,null,null,0,null,0,0,null,null,0,null,null,0,{"$f":"SK39/4.9","v":0},0,0,{"$f":"SN39/4.9","v":0},null,0,null,null,0,null,0,0,{"$f":"SW39/4.9","v":0},0,0,{"$f":"SZ39/4.9","v":0},null,0,null,null,0,null,null,0,null,0,0,{"$f":"TL39/4.9","v":0},null,0,{"$f":"TO39/4.9","v":0},0,0,null,null,null,null,null,null,null,null,null,null,null,null,null,null,null,null,null,null,null,null,null,null,null,null,null,0,0]
["2.5.4",null,"D","4,91-5,30 m ","4,91-5,30 m ","m1",{"$f":"CENA!G31","v":0},0,0,null,null,null,null,null,null,null,null,null,null,null,null,null,null,null,null,null,null,null,null,null,null,null,null,null,null,null,null,null,null,null,null,null,null,null,null,null,null,null,null,null,null,null,null,null,null,null,null,null,null,null,null,null,null,null,null,null,null,null,null,null,null,null,null,null,null,null,null,null,null,null,null,null,null,null,null,null,null,null,null,null,null,null,null,null,0,null,null,0,null,null,0,null,null,null,null,null,null,null,null,null,null,null,null,null,null,null,null,null,null,null,null,null,null,null,null,null,null,null,null,null,null,null,null,null,null,null,null,null,null,null,null,null,null,null,null,null,null,null,null,null,null,null,null,null,null,null,null,null,null,0,0,null,0,0,null,0,0,{"$f":"FJ40/5.3","v":0},null,null,null,0,0,null,null,null,null,null,null,null,null,null,null,null,null,null,null,null,null,null,null,null,null,null,null,null,null,null,null,null,null,null,null,null,null,null,null,null,null,null,null,null,null,null,null,null,null,null,null,null,null,null,null,null,null,null,null,null,null,null,null,null,null,null,null,null,null,null,null,null,null,null,null,null,null,null,null,null,null,null,null,null,null,null,null,null,null,null,null,null,null,null,null,null,null,null,null,null,null,null,null,null,null,null,null,null,null,null,null,null,null,null,null,null,null,null,null,null,null,null,null,null,null,null,null,null,null,null,null,null,null,null,null,null,null,null,null,null,null,null,null,null,null,null,null,null,null,null,null,null,null,null,null,null,null,null,null,null,null,null,null,null,null,null,null,null,null,null,null,null,null,null,null,null,null,null,null,null,null,null,null,null,null,null,null,null,null,null,null,null,null,null,null,null,null,null,null,null,null,null,null,null,null,null,null,null,null,null,null,null,null,null,null,null,null,null,null,null,null,null,null,null,null,null,null,null,null,null,null,null,null,null,null,null,null,null,null,null,null,null,null,null,null,null,null,null,null,null,null,null,null,null,null,null,null,null,null,null,null,null,null,null,null,null,null,null,null,null,null,null,null,null,null,null,null,null,null,null,null,null,null,0,null,null,0,null,0,0,{"$f":"QO40/5.3","v":0},0,0,{"$f":"QR40/5.3","v":0},null,0,null,0,0,null,0,0,{"$f":"RA40/5.3","v":0},null,0,{"$f":"RD40/5.3","v":0},null,0,null,null,0,null,0,0,null,0,0,{"$f":"RP40/5.3","v":0},0,0,{"$f":"RS40/5.3","v":0},0,0,null,null,0,null,null,0,null,0,0,null,null,0,null,null,0,{"$f":"SK40/5.3","v":0},0,0,{"$f":"SN40/5.3","v":0},null,0,null,null,0,null,0,0,{"$f":"SW40/5.3","v":0},0,0,{"$f":"SZ40/5.3","v":0},null,0,null,null,0,null,null,0,null,0,0,{"$f":"TL40/5.3","v":0},null,0,{"$f":"TO40/5.3","v":0},0,0,null,null,null,null,null,null,null,null,null,null,null,null,null,null,null,null,null,null,null,null,null,null,null,null,null,0,0]
["2.5.5",null,"E","5,31-5,90 m ","5,31-5,90 m ","m1",{"$f":"CENA!G32","v":0},177,0,null,null,null,null,null,null,null,null,null,null,null,null,null,null,null,null,null,null,null,null,null,null,null,null,null,null,null,null,null,null,null,null,null,null,null,null,null,null,null,null,null,null,null,null,null,null,null,null,null,null,null,null,null,null,null,null,null,null,null,null,null,null,null,null,null,null,null,null,null,null,null,null,null,null,null,null,null,null,null,null,null,null,null,null,null,0,null,null,0,null,null,0,null,null,null,null,null,null,null,null,null,null,null,null,null,null,null,null,null,null,null,null,null,null,null,null,null,null,null,null,null,null,null,null,null,null,null,null,null,null,null,null,null,null,null,null,null,null,null,null,null,null,null,null,null,null,null,null,null,null,0,0,null,0,0,null,0,0,{"$f":"FJ41/5.9","v":0},null,null,null,0,0,null,null,null,null,null,null,null,null,null,null,null,null,null,null,null,null,null,null,null,null,null,null,null,null,null,null,null,null,null,null,null,null,null,null,null,null,null,null,null,null,null,null,null,null,null,null,null,null,null,null,null,null,null,null,null,null,null,null,null,null,null,null,null,null,null,null,null,null,null,null,null,null,null,null,null,null,null,null,null,null,null,null,null,null,null,null,null,null,null,null,null,null,null,null,null,null,null,null,null,null,null,null,null,null,null,null,null,null,null,null,null,null,null,null,null,null,null,null,null,null,null,null,null,null,null,null,null,null,null,null,null,null,null,null,null,null,null,null,null,null,null,null,null,null,null,null,null,null,null,null,null,null,null,null,null,null,null,null,null,null,null,null,null,null,null,null,null,null,null,null,null,null,null,null,null,null,null,null,null,null,null,null,null,null,null,null,null,null,null,null,null,null,null,null,null,null,null,null,null,null,null,null,null,null,null,null,null,null,null,null,null,null,null,null,null,null,null,null,null,null,null,null,null,null,null,null,null,null,null,null,null,null,null,null,null,null,null,null,null,null,null,null,null,null,null,null,null,null,null,null,null,null,null,null,null,null,null,null,null,null,null,null,null,null,null,null,null,null,null,null,null,null,null,null,null,null,null,null,0,null,null,0,null,0,0,{"$f":"QO41/5.9","v":0},0,0,{"$f":"QR41/5.9","v":0},null,0,null,0,0,null,0,0,{"$f":"RA41/5.9","v":0},null,0,{"$f":"RD41/5.9","v":0},null,0,null,null,0,null,0,0,null,0,0,{"$f":"RP41/5.9","v":0},0,0,{"$f":"RS41/5.9","v":0},0,0,null,null,0,null,177,0,null,0,0,null,null,0,null,null,0,{"$f":"SK41/5.9","v":0},0,0,{"$f":"SN41/5.9","v":0},null,0,null,null,0,null,0,0,{"$f":"SW41/5.9","v":0},0,0,{"$f":"SZ41/5.9","v":0},null,0,null,null,0,null,null,0,null,0,0,{"$f":"TL41/5.9","v":0},null,0,{"$f":"TO41/5.9","v":0},0,0,null,null,null,null,null,null,null,null,null,null,null,null,null,null,null,null,null,null,null,null,null,null,null,null,null,0,0]
["2.5.6",null,"F","5,91-6,30 m ","5,91-6,30 m ","m1",{"$f":"CENA!G33","v":0},0,0,null,null,null,null,null,null,null,null,null,null,null,null,null,null,null,null,null,null,null,null,null,null,null,null,null,null,null,null,null,null,null,null,null,null,null,null,null,null,null,null,null,null,null,null,null,null,null,null,null,null,null,null,null,null,null,null,null,null,null,null,null,null,null,null,null,null,null,null,null,null,null,null,null,null,null,null,null,null,null,null,null,null,null,null,null,0,null,null,0,null,null,0,null,null,null,null,null,null,null,null,null,null,null,null,null,null,null,null,null,null,null,null,null,null,null,null,null,null,null,null,null,null,null,null,null,null,null,null,null,null,null,null,null,null,null,null,null,null,null,null,null,null,null,null,null,null,null,null,null,null,0,0,null,0,0,null,0,0,{"$f":"FJ42/6.3","v":0},null,null,null,0,0,null,null,null,null,null,null,null,null,null,null,null,null,null,null,null,null,null,null,null,null,null,null,null,null,null,null,null,null,null,null,null,null,null,null,null,null,null,null,null,null,null,null,null,null,null,null,null,null,null,null,null,null,null,null,null,null,null,null,null,null,null,null,null,null,null,null,null,null,null,null,null,null,null,null,null,null,null,null,null,null,null,null,null,null,null,null,null,null,null,null,null,null,null,null,null,null,null,null,null,null,null,null,null,null,null,null,null,null,null,null,null,null,null,null,null,null,null,null,null,null,null,null,null,null,null,null,null,null,null,null,null,null,null,null,null,null,null,null,null,null,null,null,null,null,null,null,null,null,null,null,null,null,null,null,null,null,null,null,null,null,null,null,null,null,null,null,null,null,null,null,null,null,null,null,null,null,null,null,null,null,null,null,null,null,null,null,null,null,null,null,null,null,null,null,null,null,null,null,null,null,null,null,null,null,null,null,null,null,null,null,null,null,null,null,null,null,null,null,null,null,null,null,null,null,null,null,null,null,null,null,null,null,null,null,null,null,null,null,null,null,null,null,null,null,null,null,null,null,null,null,null,null,null,null,null,null,null,null,null,null,null,null,null,null,null,null,null,null,null,null,null,null,null,null,null,null,null,null,0,null,null,0,null,0,0,{"$f":"QO42/6.3","v":0},0,0,{"$f":"QR42/6.3","v":0},null,0,null,0,0,null,0,0,{"$f":"RA42/6.3","v":0},null,0,{"$f":"RD42/6.3","v":0},null,0,null,null,0,null,0,0,null,0,0,{"$f":"RP42/6.3","v":0},0,0,{"$f":"RS42/6.3","v":0},0,0,null,null,0,null,null,0,null,0,0,null,null,0,null,null,0,{"$f":"SK42/6.3","v":0},0,0,{"$f":"SN42/6.3","v":0},null,0,null,null,0,null,0,0,{"$f":"SW42/6.3","v":0},0,0,{"$f":"SZ42/6.3","v":0},null,0,null,null,0,null,null,0,null,0,0,{"$f":"TL42/6.3","v":0},null,0,{"$f":"TO42/6.3","v":0},0,0,null,null,null,null,null,null,null,null,null,null,null,null,null,null,null,null,null,null,null,null,null,null,null,null,null,0,0]
["2.6","Z",6,"Fert ispuna (d/š/v) 245x285/275x160 mm ","Fert fillings (l/w/h) 245x285/275x160 mm ","kom/pcs",{"$f":"CENA!G34","v":0},2188,0,null,null,null,null,null,null,null,null,null,null,null,null,null,null,null,null,null,null,null,null,null,null,null,null,null,null,null,null,null,null,null,null,null,null,null,null,null,null,null,null,null,null,null,null,null,null,null,null,null,null,null,null,null,null,null,null,null,null,null,null,null,null,null,null,null,null,null,null,null,null,null,null,null,null,null,null,null,null,null,null,null,null,null,null,null,0,null,550,0,null,null,0,null,null,null,null,null,null,null,null,null,null,null,null,null,null,null,null,null,null,null,null,null,null,null,null,null,null,null,null,null,null,null,null,null,null,null,null,null,null,null,null,null,null,null,null,null,null,null,null,null,null,null,null,null,null,null,null,null,null,0,0,null,0,0,null,0,0,null,null,null,null,0,0,null,null,null,null,null,null,null,null,null,null,null,null,null,null,null,null,null,null,null,null,null,null,null,null,null,null,null,null,null,null,null,null,null,null,null,null,null,null,null,null,null,null,null,null,null,null,null,null,null,null,null,null,null,null,null,null,null,null,null,null,null,null,null,null,null,null,null,null,null,null,null,null,null,null,null,null,null,null,null,null,null,null,null,null,null,null,null,null,null,null,null,null,null,null,null,null,null,null,null,null,null,null,null,null,null,null,null,null,null,null,null,null,null,null,null,null,null,null,null,null,null,null,null,null,null,null,null,null,null,null,null,null,null,null,null,null,null,null,null,null,null,null,null,null,null,null,null,null,null,null,null,null,null,null,null,null,null,null,null,null,null,null,null,null,null,null,null,null,null,null,null,null,null,null,null,null,null,null,null,null,null,null,null,null,null,null,null,null,null,null,null,null,null,null,null,null,null,null,null,null,null,null,null,null,null,null,null,null,null,null,null,null,null,null,null,null,null,null,null,null,null,null,null,null,null,null,null,null,null,null,null,null,null,null,null,null,null,null,null,null,null,null,null,null,null,null,null,null,null,null,null,null,null,null,null,null,null,null,null,null,null,null,null,null,null,null,null,null,null,null,null,null,null,null,null,null,null,null,0,null,null,0,null,0,0,null,0,0,null,null,0,null,0,0,null,0,0,null,null,0,null,null,0,null,null,0,null,0,0,null,0,0,null,0,0,null,0,0,null,null,0,null,882,0,null,756,0,null,null,0,null,null,0,null,0,0,null,null,0,null,null,0,null,0,0,null,0,0,null,null,0,null,null,0,null,null,0,null,0,0,null,null,0,null,0,0,null,null,null,null,null,null,null,null,null,null,null,null,null,null,null,null,null,null,null,null,null,null,null,null,null,0,0]
["2.7","Z",7,"Malter za zidanje \nPripremljeno krečno - cementno vezivo","Mortar for masonry\nPrepared lime - cement binder","kg",{"$f":"CENA!G35","v":0},15200,0,null,null,null,null,null,null,null,null,null,null,null,null,null,null,null,null,null,null,null,null,null,null,null,null,null,null,null,null,null,null,null,null,null,null,null,null,null,null,null,null,null,null,null,null,null,null,null,null,null,null,null,null,null,null,null,null,null,null,null,null,null,null,null,null,null,null,null,null,null,null,null,null,null,null,null,null,null,null,null,null,null,null,null,null,null,0,null,3360,0,null,null,0,null,null,null,null,null,null,null,null,null,null,null,null,null,null,null,null,null,null,null,null,null,null,null,null,null,null,null,null,null,null,null,null,null,null,null,null,null,null,null,null,null,null,null,null,null,null,null,null,null,null,null,null,null,null,null,null,null,null,200,0,null,0,0,null,0,0,null,null,null,null,0,0,null,null,null,null,null,null,null,null,null,null,null,null,null,null,null,null,null,null,null,null,null,null,null,null,null,null,null,null,null,null,null,null,null,null,null,null,null,null,null,null,null,null,null,null,null,null,null,null,null,null,null,null,null,null,null,null,null,null,null,null,null,null,null,null,null,null,null,null,null,null,null,null,null,null,null,null,null,null,null,null,null,null,null,null,null,null,null,null,null,null,null,null,null,null,null,null,null,null,null,null,null,null,null,null,null,null,null,null,null,null,null,null,null,null,null,null,null,null,null,null,null,null,null,null,null,null,null,null,null,null,null,null,null,null,null,null,null,null,null,null,null,null,null,null,null,null,null,null,null,null,null,null,null,null,null,null,null,null,null,null,null,null,null,null,null,null,null,null,null,null,null,null,null,null,null,null,null,null,null,null,null,null,null,null,null,null,null,null,null,null,null,null,null,null,null,null,null,null,null,null,null,null,null,null,null,null,null,null,null,null,null,null,null,null,null,null,null,null,null,null,null,null,null,null,null,null,null,null,null,null,null,null,null,null,null,null,null,null,null,null,null,null,null,null,null,null,null,null,null,null,null,null,null,null,null,null,null,null,null,null,null,null,null,null,null,null,null,null,null,null,null,null,null,null,null,null,null,null,0,null,null,0,null,0,0,null,0,0,null,680,0,null,0,0,null,0,0,null,320,0,null,360,0,null,200,0,null,400,0,null,0,0,null,600,0,null,0,0,null,1600,0,null,2400,0,null,920,0,null,null,0,null,null,0,null,1000,0,null,1400,0,null,null,0,null,0,0,null,0,0,null,null,0,null,760,0,null,null,0,null,0,0,null,320,0,null,680,0,null,null,null,null,null,null,null,null,null,null,null,null,null,null,null,null,null,null,null,null,null,null,null,null,null,0,0]
["2.8","Z",8,"Malter za malterisanje \nPripremljeno krečno - cementno vezivo","Mortar for plastering\nPrepared lime - cement binder","kg",{"$f":"CENA!G36","v":0},40080,0,null,null,null,null,null,null,null,null,null,null,null,null,null,null,null,null,null,null,null,null,null,null,null,null,null,null,null,null,null,null,null,null,null,null,null,null,null,null,null,null,null,null,null,null,null,null,null,null,null,null,null,null,null,null,null,null,null,null,null,null,null,null,null,null,null,null,null,null,null,null,null,null,null,null,null,null,null,null,null,null,null,null,null,null,null,0,null,6560,0,null,null,0,null,null,null,null,null,null,null,null,null,null,null,null,null,null,null,null,null,null,null,null,null,null,null,null,null,null,null,null,null,null,null,null,null,null,null,null,null,null,null,null,null,null,null,null,null,null,null,null,null,null,null,null,null,null,null,null,null,null,280,0,null,0,0,null,0,0,null,null,null,null,0,0,null,null,null,null,null,null,null,null,null,null,null,null,null,null,null,null,null,null,null,null,null,null,null,null,null,null,null,null,null,null,null,null,null,null,null,null,null,null,null,null,null,null,null,null,null,null,null,null,null,null,null,null,null,null,null,null,null,null,null,null,null,null,null,null,null,null,null,null,null,null,null,null,null,null,null,null,null,null,null,null,null,null,null,null,null,null,null,null,null,null,null,null,null,null,null,null,null,null,null,null,null,null,null,null,null,null,null,null,null,null,null,null,null,null,null,null,null,null,null,null,null,null,null,null,null,null,null,null,null,null,null,null,null,null,null,null,null,null,null,null,null,null,null,null,null,null,null,null,null,null,null,null,null,null,null,null,null,null,null,null,null,null,null,null,null,null,null,null,null,null,null,null,null,null,null,null,null,null,null,null,null,null,null,null,null,null,null,null,null,null,null,null,null,null,null,null,null,null,null,null,null,null,null,null,null,null,null,null,null,null,null,null,null,null,null,null,null,null,null,null,null,null,null,null,null,null,null,null,null,null,null,null,null,null,null,null,null,null,null,null,null,null,null,null,null,null,null,null,null,null,null,null,null,null,null,null,null,null,null,null,null,null,null,null,null,null,null,null,null,null,null,null,null,null,null,null,null,null,0,null,null,0,null,0,0,null,0,0,null,null,0,null,0,0,null,520,0,null,null,0,null,null,0,null,3400,0,null,680,0,null,0,0,null,2320,0,null,0,0,null,2200,0,null,2560,0,null,0,0,null,null,0,null,null,0,null,1320,0,null,2400,0,null,null,0,null,6000,0,null,4680,0,null,null,0,null,null,0,null,5960,0,null,0,0,null,null,0,null,1200,0,null,null,null,null,null,null,null,null,null,null,null,null,null,null,null,null,null,null,null,null,null,null,null,null,null,0,0]
["2.9","Z",9,"Krečna glet masa\nBezcementna krečna masa za gletovanje","Lime smoothing mass\nNo cement lime compound for smoothing","kg",{"$f":"CENA!G37","v":0},7850,0,null,null,null,null,null,null,null,null,null,null,null,null,null,null,null,null,null,null,null,null,null,null,null,null,null,null,null,null,null,null,null,null,null,null,null,null,null,null,null,null,null,null,null,null,null,null,null,null,null,null,null,null,null,null,null,null,null,null,null,null,null,null,null,null,null,null,null,null,null,null,null,null,null,null,null,null,null,null,null,null,null,null,null,null,150,0,null,300,0,null,200,0,null,null,null,null,null,null,null,null,null,null,null,null,null,null,null,null,null,null,null,null,null,null,null,null,null,null,null,null,null,null,null,null,null,null,null,null,null,null,null,null,null,null,null,null,null,null,null,null,null,null,null,null,null,null,null,null,null,null,400,0,null,100,0,null,100,0,null,null,null,null,175,0,null,null,null,null,null,null,null,null,null,null,null,null,null,null,null,null,null,null,null,null,null,null,null,null,null,null,null,null,null,null,null,null,null,null,null,null,null,null,null,null,null,null,null,null,null,null,null,null,null,null,null,null,null,null,null,null,null,null,null,null,null,null,null,null,null,null,null,null,null,null,null,null,null,null,null,null,null,null,null,null,null,null,null,null,null,null,null,null,null,null,null,null,null,null,null,null,null,null,null,null,null,null,null,null,null,null,null,null,null,null,null,null,null,null,null,null,null,null,null,null,null,null,null,null,null,null,null,null,null,null,null,null,null,null,null,null,null,null,null,null,null,null,null,null,null,null,null,null,null,null,null,null,null,null,null,null,null,null,null,null,null,null,null,null,null,null,null,null,null,null,null,null,null,null,null,null,null,null,null,null,null,null,null,null,null,null,null,null,null,null,null,null,null,null,null,null,null,null,null,null,null,null,null,null,null,null,null,null,null,null,null,null,null,null,null,null,null,null,null,null,null,null,null,null,null,null,null,null,null,null,null,null,null,null,null,null,null,null,null,null,null,null,null,null,null,null,null,null,null,null,null,null,null,null,null,null,null,null,null,null,null,null,null,null,null,null,null,null,null,null,null,null,null,null,null,null,null,150,0,null,225,0,null,175,0,null,500,0,null,null,0,null,200,0,null,100,0,null,100,0,null,150,0,null,250,0,null,200,0,null,0,0,null,500,0,null,0,0,null,175,0,null,300,0,null,300,0,null,100,0,null,null,0,null,125,0,null,175,0,null,125,0,null,600,0,null,500,0,null,300,0,null,125,0,null,350,0,null,0,0,null,100,0,null,100,0,null,null,null,null,null,null,null,null,null,null,null,null,null,null,null,null,null,null,null,null,null,null,null,null,null,500,0]
["2.10","Z",10,"Poludisperzivna boja \nPoludisperziona boja  razrediva vodom","Semi dispersion paint","kg",{"$f":"CENA!G38","v":0},2200,0,null,null,null,null,null,null,null,null,null,null,null,null,null,null,null,null,null,null,null,null,null,null,null,null,null,null,null,null,null,null,null,null,null,null,null,null,null,null,null,null,null,null,null,null,null,null,null,null,null,null,null,null,null,null,null,null,null,null,null,null,null,null,null,null,null,null,null,null,null,null,null,null,null,null,null,null,null,null,null,null,null,null,null,null,75,0,null,75,0,null,75,0,null,null,null,null,null,null,null,null,null,null,null,null,null,null,null,null,null,null,null,null,null,null,null,null,null,null,null,null,null,null,null,null,null,null,null,null,null,null,null,null,null,null,null,null,null,null,null,null,null,null,null,null,null,null,null,null,null,null,75,0,null,50,0,null,50,0,null,null,null,null,50,0,null,null,null,null,null,null,null,null,null,null,null,null,null,null,null,null,null,null,null,null,null,null,null,null,null,null,null,null,null,null,null,null,null,null,null,null,null,null,null,null,null,null,null,null,null,null,null,null,null,null,null,null,null,null,null,null,null,null,null,null,null,null,null,null,null,null,null,null,null,null,null,null,null,null,null,null,null,null,null,null,null,null,null,null,null,null,null,null,null,null,null,null,null,null,null,null,null,null,null,null,null,null,null,null,null,null,null,null,null,null,null,null,null,null,null,null,null,null,null,null,null,null,null,null,null,null,null,null,null,null,null,null,null,null,null,null,null,null,null,null,null,null,null,null,null,null,null,null,null,null,null,null,null,null,null,null,null,null,null,null,null,null,null,null,null,null,null,null,null,null,null,null,null,null,null,null,null,null,null,null,null,null,null,null,null,null,null,null,null,null,null,null,null,null,null,null,null,null,null,null,null,null,null,null,null,null,null,null,null,null,null,null,null,null,null,null,null,null,null,null,null,null,null,null,null,null,null,null,null,null,null,null,null,null,null,null,null,null,null,null,null,null,null,null,null,null,null,null,null,null,null,null,null,null,null,null,null,null,null,null,null,null,null,null,null,null,null,null,null,null,null,null,null,null,null,null,null,75,0,null,75,0,null,75,0,null,75,0,null,null,0,null,50,0,null,25,0,null,50,0,null,50,0,null,75,0,null,50,0,null,0,0,null,75,0,null,50,0,null,50,0,null,100,0,null,25,0,null,50,0,null,75,0,null,50,0,null,50,0,null,50,0,null,125,0,null,75,0,null,50,0,null,50,0,null,100,0,null,0,0,null,50,0,null,50,0,null,null,null,null,null,null,null,null,null,null,null,null,null,null,null,null,null,null,null,null,null,null,null,null,null,75,0]
[]
["3","K",null,"MATERIJAL ZA KROVNU KONSTRUKCIJU, KROVNI POKRIVAČ, OSB I GIPS KARONSKE TABLE","ROOF CONSTRUCTION AND ROOFING MATERIAL, OSB AND PLASTERBOARD TABLE"]
["3.1","K",1,"Presovani glineni crep I klase\ndimenzija: 400-450x245-275 mm","Pressed clay tiles class 1\ndim: 400-450x245-275 mm","kom/pcs",{"$f":"CENA!G41","v":0},{"$f":"J50+M50+P50+S50+AQ50+CJ50+DK50+FD50+V50+Y50+AB50+AE50+AH50+AK50+AN50+AT50+AW50+AZ50+BC50+BF50+BI50+BL50+BO50+BR50+BU50+BX50+CA50+CD50+CG50+CM50+CP50+CS50+CV50+CY50+DB50+DE50+DH50+DN50+DQ50+DT50+DW50+DZ50+EC50+EF50+EI50+EL50+EO50+ER50+EU50+EX50+FA50+FG50+FJ50+FM50+FP50+FS50+FV50+FY50+GB50+GE50+GH50+GK50+GN50+GQ50+GT50+GW50+GZ50+HC50+HF50+HI50+HL50+HO50+HR50+HU50+HX50+IA50+ID50+IG50+IJ50+IM50+IP50+IS50+IV50+IY50+JB50+JE50+JH50+JK50+JN50+JQ50+JT50+JW50+JZ50+KC50+KF50+KI50+KL50+KO50+KR50+KU50+KX50+LA50+LD50+LG50+LJ50+LM50+LP50+LS50+LV50+LY50+MB50+ME50+MH50+MK50+MN50+MQ50+MT50+MW50+MZ50+NC50+NF50+NI50+NL50+NO50+NR50+NU50+NX50+OA50+OD50+OG50+OJ50+OM50+OP50+OS50+OV50+OY50+PB50+PE50+PH50+PK50+PN50+PQ50+PT50+PW50+PZ50+QC50+QF50+QI50+QL50+QO50+QR50+QU50+QX50+RA50+RD50+RG50+RJ50+RM50+RP50+RS50+RV50+RY50+SB50+SE50+SH50+SK50+SN50+SQ50+ST50+SW50+SZ50+TC50+TF50+TI50+TL50+TO50+TR50+TU50+TX50+UA50+UD50+UG50+UJ50+UM50+UP50+US50","v":78720},{"$f":"G50*H50","v":0},null,null,null,null,null,null,null,null,null,null,null,null,null,null,null,null,null,null,null,null,null,null,null,null,null,null,null,null,null,null,null,null,null,null,null,null,null,null,null,null,null,null,null,null,null,null,null,null,null,null,null,null,null,null,null,null,null,null,null,null,null,null,null,null,null,null,null,null,null,null,null,null,null,null,null,null,null,null,null,null,null,null,null,null,1920,{"$f":"$G50*CP50","v":0},null,1920,{"$f":"$G50*CS50","v":0},null,null,{"$f":"$G50*CV50","v":0},null,null,null,null,null,null,null,null,null,null,null,null,null,null,null,null,null,null,null,null,null,null,null,null,null,null,null,null,null,null,null,null,null,null,null,null,null,null,null,null,null,null,null,null,null,null,null,null,null,null,null,null,null,null,null,null,null,null,2880,{"$f":"$G50*FD50","v":0},null,1600,{"$f":"$G50*FG50","v":0},null,1920,{"$f":"$G50*FJ50","v":0},null,null,null,null,320,{"$f":"$G50*FP50","v":0},null,null,null,null,null,null,null,null,null,null,null,null,null,null,null,null,null,null,null,null,null,null,null,null,null,null,null,null,null,null,null,null,null,null,null,null,null,null,null,null,null,null,null,null,null,null,null,null,null,null,null,null,null,null,null,null,null,null,null,null,null,null,null,null,null,null,null,null,null,null,null,null,null,null,null,null,null,null,null,null,null,null,null,null,null,null,null,null,null,null,null,null,null,null,null,null,null,null,null,null,null,null,null,null,null,null,null,null,null,null,null,null,null,null,null,null,null,null,null,null,null,null,null,null,null,null,null,null,null,null,null,null,null,null,null,null,null,null,null,null,null,null,null,null,null,null,null,null,null,null,null,null,null,null,null,null,null,null,null,null,null,null,null,null,null,null,null,null,null,null,null,null,null,null,null,null,null,null,null,null,null,null,null,null,null,null,null,null,null,null,null,null,null,null,null,null,null,null,null,null,null,null,null,null,null,null,null,null,null,null,null,null,null,null,null,null,null,null,null,null,null,null,null,null,null,null,null,null,null,null,null,null,null,null,null,null,null,null,null,null,null,null,null,null,null,null,null,null,null,null,null,null,null,null,null,null,null,null,null,null,null,null,null,null,null,null,null,null,null,null,null,null,null,null,null,null,null,3520,{"$f":"$G50*QI50","v":0},null,null,{"$f":"$G50*QL50","v":0},null,0,{"$f":"$G50*QO50","v":0},null,1600,{"$f":"$G50*QR50","v":0},null,3840,{"$f":"$G50*QU50","v":0},null,2880,{"$f":"$G50*QX50","v":0},null,3520,{"$f":"$G50*RA50","v":0},null,2880,{"$f":"$G50*RD50","v":0},null,3520,{"$f":"$G50*RG50","v":0},null,2560,{"$f":"$G50*RJ50","v":0},null,0,{"$f":"$G50*RM50","v":0},null,2560,{"$f":"$G50*RP50","v":0},null,0,{"$f":"$G50*RS50","v":0},null,2880,{"$f":"$G50*RV50","v":0},null,3200,{"$f":"$G50*RY50","v":0},null,2880,{"$f":"$G50*SB50","v":0},null,2560,{"$f":"$G50*SE50","v":0},null,4000,{"$f":"$G50*SH50","v":0},null,3840,{"$f":"$G50*SK50","v":0},null,2560,{"$f":"$G50*SN50","v":0},null,3520,{"$f":"$G50*SQ50","v":0},null,3200,{"$f":"$G50*ST50","v":0},null,0,{"$f":"$G50*SW50","v":0},null,0,{"$f":"$G50*SZ50","v":0},null,320,{"$f":"$G50*TC50","v":0},null,null,{"$f":"$G50*TF50","v":0},null,null,{"$f":"$G50*TI50","v":0},null,3200,{"$f":"$G50*TL50","v":0},null,3360,{"$f":"$G50*TO50","v":0},null,2560,{"$f":"$G50*TR50","v":0},null,null,null,null,null,null,null,null,null,null,null,null,null,null,null,null,null,null,null,null,null,null,null,null,null,3200,{"$f":"$G50*US50","v":0}]
["3.2","K",3,"Biber crep I klase dimenzija: 180x380 mm","Biber clay tiles class 1 dim: 180x380 mm","kom/pcs",{"$f":"CENA!G42","v":0},0,0,null,null,null,null,null,null,null,null,null,null,null,null,null,null,null,null,null,null,null,null,null,null,null,null,null,null,null,null,null,null,null,null,null,null,null,null,null,null,null,null,null,null,null,null,null,null,null,null,null,null,null,null,null,null,null,null,null,null,null,null,null,null,null,null,null,null,null,null,null,null,null,null,null,null,null,null,null,null,null,null,null,null,null,null,null,{"$f":"$G51*CP51","v":0},null,null,{"$f":"$G51*CS51","v":0},null,null,{"$f":"$G51*CV51","v":0},null,null,null,null,null,null,null,null,null,null,null,null,null,null,null,null,null,null,null,null,null,null,null,null,null,null,null,null,null,null,null,null,null,null,null,null,null,null,null,null,null,null,null,null,null,null,null,null,null,null,null,null,null,null,null,null,null,null,0,{"$f":"$G51*FD51","v":0},null,0,{"$f":"$G51*FG51","v":0},null,0,{"$f":"$G51*FJ51","v":0},null,null,null,null,0,{"$f":"$G51*FP51","v":0},null,null,null,null,null,null,null,null,null,null,null,null,null,null,null,null,null,null,null,null,null,null,null,null,null,null,null,null,null,null,null,null,null,null,null,null,null,null,null,null,null,null,null,null,null,null,null,null,null,null,null,null,null,null,null,null,null,null,null,null,null,null,null,null,null,null,null,null,null,null,null,null,null,null,null,null,null,null,null,null,null,null,null,null,null,null,null,null,null,null,null,null,null,null,null,null,null,null,null,null,null,null,null,null,null,null,null,null,null,null,null,null,null,null,null,null,null,null,null,null,null,null,null,null,null,null,null,null,null,null,null,null,null,null,null,null,null,null,null,null,null,null,null,null,null,null,null,null,null,null,null,null,null,null,null,null,null,null,null,null,null,null,null,null,null,null,null,null,null,null,null,null,null,null,null,null,null,null,null,null,null,null,null,null,null,null,null,null,null,null,null,null,null,null,null,null,null,null,null,null,null,null,null,null,null,null,null,null,null,null,null,null,null,null,null,null,null,null,null,null,null,null,null,null,null,null,null,null,null,null,null,null,null,null,null,null,null,null,null,null,null,null,null,null,null,null,null,null,null,null,null,null,null,null,null,null,null,null,null,null,null,null,null,null,null,null,null,null,null,null,null,null,null,null,null,null,null,null,{"$f":"$G51*QI51","v":0},null,null,{"$f":"$G51*QL51","v":0},null,0,{"$f":"$G51*QO51","v":0},null,0,{"$f":"$G51*QR51","v":0},null,null,{"$f":"$G51*QU51","v":0},null,0,{"$f":"$G51*QX51","v":0},null,0,{"$f":"$G51*RA51","v":0},null,null,{"$f":"$G51*RD51","v":0},null,null,{"$f":"$G51*RG51","v":0},null,null,{"$f":"$G51*RJ51","v":0},null,0,{"$f":"$G51*RM51","v":0},null,0,0,null,0,0,null,0,{"$f":"$G51*RV51","v":0},null,null,{"$f":"$G51*RY51","v":0},null,null,{"$f":"$G51*SB51","v":0},null,0,{"$f":"$G51*SE51","v":0},null,null,{"$f":"$G51*SH51","v":0},null,null,{"$f":"$G51*SK51","v":0},null,0,{"$f":"$G51*SN51","v":0},null,null,{"$f":"$G51*SQ51","v":0},null,null,{"$f":"$G51*ST51","v":0},null,0,{"$f":"$G51*SW51","v":0},null,0,{"$f":"$G51*SZ51","v":0},null,null,{"$f":"$G51*TC51","v":0},null,null,{"$f":"$G51*TF51","v":0},null,null,{"$f":"$G51*TI51","v":0},null,0,0,null,null,0,null,0,{"$f":"$G51*TR51","v":0},null,null,null,null,null,null,null,null,null,null,null,null,null,null,null,null,null,null,null,null,null,null,null,null,null,0,{"$f":"$G51*US51","v":0}]
["3.3","K",2,"Slemeni crep I klase (žljebnjak)","Ridge clay tiles class 1","kom/pcs",{"$f":"CENA!G43","v":0},1435,0,null,null,null,null,null,null,null,null,null,null,null,null,null,null,null,null,null,null,null,null,null,null,null,null,null,null,null,null,null,null,null,null,null,null,null,null,null,null,null,null,null,null,null,null,null,null,null,null,null,null,null,null,null,null,null,null,null,null,null,null,null,null,null,null,null,null,null,null,null,null,null,null,null,null,null,null,null,null,null,null,null,null,null,null,40,{"$f":"$G52*CP52","v":0},null,47,{"$f":"$G52*CS52","v":0},null,null,{"$f":"$G52*CV52","v":0},null,null,null,null,null,null,null,null,null,null,null,null,null,null,null,null,null,null,null,null,null,null,null,null,null,null,null,null,null,null,null,null,null,null,null,null,null,null,null,null,null,null,null,null,null,null,null,null,null,null,null,null,null,null,null,null,null,null,75,{"$f":"$G52*FD52","v":0},null,45,{"$f":"$G52*FG52","v":0},null,30,{"$f":"$G52*FJ52","v":0},null,null,null,null,0,{"$f":"$G52*FP52","v":0},null,null,null,null,null,null,null,null,null,null,null,null,null,null,null,null,null,null,null,null,null,null,null,null,null,null,null,null,null,null,null,null,null,null,null,null,null,null,null,null,null,null,null,null,null,null,null,null,null,null,null,null,null,null,null,null,null,null,null,null,null,null,null,null,null,null,null,null,null,null,null,null,null,null,null,null,null,null,null,null,null,null,null,null,null,null,null,null,null,null,null,null,null,null,null,null,null,null,null,null,null,null,null,null,null,null,null,null,null,null,null,null,null,null,null,null,null,null,null,null,null,null,null,null,null,null,null,null,null,null,null,null,null,null,null,null,null,null,null,null,null,null,null,null,null,null,null,null,null,null,null,null,null,null,null,null,null,null,null,null,null,null,null,null,null,null,null,null,null,null,null,null,null,null,null,null,null,null,null,null,null,null,null,null,null,null,null,null,null,null,null,null,null,null,null,null,null,null,null,null,null,null,null,null,null,null,null,null,null,null,null,null,null,null,null,null,null,null,null,null,null,null,null,null,null,null,null,null,null,null,null,null,null,null,null,null,null,null,null,null,null,null,null,null,null,null,null,null,null,null,null,null,null,null,null,null,null,null,null,null,null,null,null,null,null,null,null,null,null,null,null,null,null,null,null,null,null,72,{"$f":"$G52*QI52","v":0},null,null,{"$f":"$G52*QL52","v":0},null,0,{"$f":"$G52*QO52","v":0},null,39,{"$f":"$G52*QR52","v":0},null,67,{"$f":"$G52*QU52","v":0},null,30,{"$f":"$G52*QX52","v":0},null,51,{"$f":"$G52*RA52","v":0},null,70,{"$f":"$G52*RD52","v":0},null,60,{"$f":"$G52*RG52","v":0},null,46,{"$f":"$G52*RJ52","v":0},null,0,{"$f":"$G52*RM52","v":0},null,39,0,null,0,0,null,39,{"$f":"$G52*RV52","v":0},null,71,{"$f":"$G52*RY52","v":0},null,42,{"$f":"$G52*SB52","v":0},null,36,{"$f":"$G52*SE52","v":0},null,62,{"$f":"$G52*SH52","v":0},null,62,{"$f":"$G52*SK52","v":0},null,36,{"$f":"$G52*SN52","v":0},null,94,{"$f":"$G52*SQ52","v":0},null,50,{"$f":"$G52*ST52","v":0},null,0,{"$f":"$G52*SW52","v":0},null,0,{"$f":"$G52*SZ52","v":0},null,null,{"$f":"$G52*TC52","v":0},null,null,{"$f":"$G52*TF52","v":0},null,null,{"$f":"$G52*TI52","v":0},null,51,0,null,52,0,null,45,{"$f":"$G52*TR52","v":0},null,null,null,null,null,null,null,null,null,null,null,null,null,null,null,null,null,null,null,null,null,null,null,null,null,84,{"$f":"$G52*US52","v":0}]
["3.4","K",4,"Paropropusna i vodonepropusna krovna  folija kontrola vodene pare iznad termoizolacije","Vapour permeable and waterproof roof sheeting control of water vapor above the insulation","m2",{"$f":"CENA!G44","v":0},6225,0,null,null,null,null,null,null,null,null,null,null,null,null,null,null,null,null,null,null,null,null,null,null,null,null,null,null,null,null,null,null,null,null,null,null,null,null,null,null,null,null,null,null,null,null,null,null,null,null,null,null,null,null,null,null,null,null,null,null,null,null,null,null,null,null,null,null,null,null,null,null,null,null,null,null,null,null,null,null,null,null,null,null,null,null,150,{"$f":"$G53*CP53","v":0},null,150,{"$f":"$G53*CS53","v":0},null,null,{"$f":"$G53*CV53","v":0},null,null,null,null,null,null,null,null,null,null,null,null,null,null,null,null,null,null,null,null,null,null,null,null,null,null,null,null,null,null,null,null,null,null,null,null,null,null,null,null,null,null,null,null,null,null,null,null,null,null,null,null,null,null,null,null,null,null,225,{"$f":"$G53*FD53","v":0},null,150,{"$f":"$G53*FG53","v":0},null,150,{"$f":"$G53*FJ53","v":0},null,null,null,null,75,{"$f":"$G53*FP53","v":0},null,null,null,null,null,null,null,null,null,null,null,null,null,null,null,null,null,null,null,null,null,null,null,null,null,null,null,null,null,null,null,null,null,null,null,null,null,null,null,null,null,null,null,null,null,null,null,null,null,null,null,null,null,null,null,null,null,null,null,null,null,null,null,null,null,null,null,null,null,null,null,null,null,null,null,null,null,null,null,null,null,null,null,null,null,null,null,null,null,null,null,null,null,null,null,null,null,null,null,null,null,null,null,null,null,null,null,null,null,null,null,null,null,null,null,null,null,null,null,null,null,null,null,null,null,null,null,null,null,null,null,null,null,null,null,null,null,null,null,null,null,null,null,null,null,null,null,null,null,null,null,null,null,null,null,null,null,null,null,null,null,null,null,null,null,null,null,null,null,null,null,null,null,null,null,null,null,null,null,null,null,null,null,null,null,null,null,null,null,null,null,null,null,null,null,null,null,null,null,null,null,null,null,null,null,null,null,null,null,null,null,null,null,null,null,null,null,null,null,null,null,null,null,null,null,null,null,null,null,null,null,null,null,null,null,null,null,null,null,null,null,null,null,null,null,null,null,null,null,null,null,null,null,null,null,null,null,null,null,null,null,null,null,null,null,null,null,null,null,null,null,null,null,null,null,null,null,225,{"$f":"$G53*QI53","v":0},null,null,{"$f":"$G53*QL53","v":0},null,0,{"$f":"$G53*QO53","v":0},null,150,{"$f":"$G53*QR53","v":0},null,300,{"$f":"$G53*QU53","v":0},null,225,{"$f":"$G53*QX53","v":0},null,225,{"$f":"$G53*RA53","v":0},null,225,{"$f":"$G53*RD53","v":0},null,225,{"$f":"$G53*RG53","v":0},null,150,{"$f":"$G53*RJ53","v":0},null,225,{"$f":"$G53*RM53","v":0},null,225,0,null,0,0,null,225,{"$f":"$G53*RV53","v":0},null,225,{"$f":"$G53*RY53","v":0},null,225,{"$f":"$G53*SB53","v":0},null,225,{"$f":"$G53*SE53","v":0},null,{"$f":"75*4","v":300},{"$f":"$G53*SH53","v":0},null,300,{"$f":"$G53*SK53","v":0},null,225,{"$f":"$G53*SN53","v":0},null,225,{"$f":"$G53*SQ53","v":0},null,225,{"$f":"$G53*ST53","v":0},null,0,{"$f":"$G53*SW53","v":0},null,0,{"$f":"$G53*SZ53","v":0},null,75,{"$f":"$G53*TC53","v":0},null,null,{"$f":"$G53*TF53","v":0},null,null,{"$f":"$G53*TI53","v":0},null,225,0,null,225,0,null,225,{"$f":"$G53*TR53","v":0},null,null,null,null,null,null,null,null,null,null,null,null,null,null,null,null,null,null,null,null,null,null,null,null,null,225,{"$f":"$G53*US53","v":0}]
["3.5","K",5,"Staklena mineralna vuna \ntermoizolacija potkrovlja između rogova","Glass Mineral Wool \nloft insulation between the rafters","/","/","/","/",null,null,null,null,null,null,null,null,null,null,null,null,null,null,null,null,null,null,null,null,null,null,null,null,null,null,null,null,null,null,null,null,null,null,null,null,null,null,null,null,null,null,null,null,null,null,null,null,null,null,null,null,null,null,null,null,null,null,null,null,null,null,null,null,null,null,null,null,null,null,null,null,null,null,null,null,null,null,null,null,null,null,null,null,"/","/",null,"/","/",null,"/","/",null,null,null,null,null,null,null,null,null,null,null,null,null,null,null,null,null,null,null,null,null,null,null,null,null,null,null,null,null,null,null,null,null,null,null,null,null,null,null,null,null,null,null,null,null,null,null,null,null,null,null,null,null,null,null,null,null,null,"/","/",null,"/","/",null,"/","/",null,null,null,null,"/","/",null,null,null,null,null,null,null,null,null,null,null,null,null,null,null,null,null,null,null,null,null,null,null,null,null,null,null,null,null,null,null,null,null,null,null,null,null,null,null,null,null,null,null,null,null,null,null,null,null,null,null,null,null,null,null,null,null,null,null,null,null,null,null,null,null,null,null,null,null,null,null,null,null,null,null,null,null,null,null,null,null,null,null,null,null,null,null,null,null,null,null,null,null,null,null,null,null,null,null,null,null,null,null,null,null,null,null,null,null,null,null,null,null,null,null,null,null,null,null,null,null,null,null,null,null,null,null,null,null,null,null,null,null,null,null,null,null,null,null,null,null,null,null,null,null,null,null,null,null,null,null,null,null,null,null,null,null,null,null,null,null,null,null,null,null,null,null,null,null,null,null,null,null,null,null,null,null,null,null,null,null,null,null,null,null,null,null,null,null,null,null,null,null,null,null,null,null,null,null,null,null,null,null,null,null,null,null,null,null,null,null,null,null,null,null,null,null,null,null,null,null,null,null,null,null,null,null,null,null,null,null,null,null,null,null,null,null,null,null,null,null,null,null,null,null,null,null,null,null,null,null,null,null,null,null,null,null,null,null,null,null,null,null,null,null,null,null,null,null,null,null,null,null,null,null,null,null,"/","/",null,"/","/",null,"/","/",null,"/","/",null,"/","/",null,"/","/",null,"/","/",null,"/","/",null,"/","/",null,"/","/",null,"/","/",null,"/","/",null,"/","/",null,"/","/",null,"/","/",null,"/","/",null,"/","/",null,"/","/",null,"/","/",null,"/","/",null,"/","/",null,"/","/",null,"/","/",null,"/","/",null,"/","/",null,"/","/",null,"/","/",null,"/","/",null,"/","/",null,"/","/",null,null,null,null,null,null,null,null,null,null,null,null,null,null,null,null,null,null,null,null,null,null,null,null,null,"/","/"]
["3.5.1",null,"A","debljina d=10 cm  ","thickness d=10 cm  ","m2",{"$f":"CENA!G46","v":0},{"$f":"J55+M55+P55+S55+AQ55+CJ55+DK55+FD55+V55+Y55+AB55+AE55+AH55+AK55+AN55+AT55+AW55+AZ55+BC55+BF55+BI55+BL55+BO55+BR55+BU55+BX55+CA55+CD55+CG55+CM55+CP55+CS55+CV55+CY55+DB55+DE55+DH55+DN55+DQ55+DT55+DW55+DZ55+EC55+EF55+EI55+EL55+EO55+ER55+EU55+EX55+FA55+FG55+FJ55+FM55+FP55+FS55+FV55+FY55+GB55+GE55+GH55+GK55+GN55+GQ55+GT55+GW55+GZ55+HC55+HF55+HI55+HL55+HO55+HR55+HU55+HX55+IA55+ID55+IG55+IJ55+IM55+IP55+IS55+IV55+IY55+JB55+JE55+JH55+JK55+JN55+JQ55+JT55+JW55+JZ55+KC55+KF55+KI55+KL55+KO55+KR55+KU55+KX55+LA55+LD55+LG55+LJ55+LM55+LP55+LS55+LV55+LY55+MB55+ME55+MH55+MK55+MN55+MQ55+MT55+MW55+MZ55+NC55+NF55+NI55+NL55+NO55+NR55+NU55+NX55+OA55+OD55+OG55+OJ55+OM55+OP55+OS55+OV55+OY55+PB55+PE55+PH55+PK55+PN55+PQ55+PT55+PW55+PZ55+QC55+QF55+QI55+QL55+QO55+QR55+QU55+QX55+RA55+RD55+RG55+RJ55+RM55+RP55+RS55+RV55+RY55+SB55+SE55+SH55+SK55+SN55+SQ55+ST55+SW55+SZ55+TC55+TF55+TI55+TL55+TO55+TR55+TU55+TX55+UA55+UD55+UG55+UJ55+UM55+UP55+US55","v":468},{"$f":"G55*H55","v":0},null,null,null,null,null,null,null,null,null,null,null,null,null,null,null,null,null,null,null,null,null,null,null,null,null,null,null,null,null,null,null,null,null,null,null,null,null,null,null,null,null,null,null,null,null,null,null,null,null,null,null,null,null,null,null,null,null,null,null,null,null,null,null,null,null,null,null,null,null,null,null,null,null,null,null,null,null,null,null,null,null,null,null,null,144,{"$f":"$G55*CP55","v":0},null,null,{"$f":"$G55*CS55","v":0},null,null,{"$f":"$G55*CV55","v":0},null,null,null,null,null,null,null,null,null,null,null,null,null,null,null,null,null,null,null,null,null,null,null,null,null,null,null,null,null,null,null,null,null,null,null,null,null,null,null,null,null,null,null,null,null,null,null,null,null,null,null,null,null,null,null,null,null,null,0,{"$f":"$G55*FD55","v":0},null,0,{"$f":"$G55*FG55","v":0},null,0,{"$f":"$G55*FJ55","v":0},null,null,null,null,0,{"$f":"$G55*FP55","v":0},null,null,null,null,null,null,null,null,null,null,null,null,null,null,null,null,null,null,null,null,null,null,null,null,null,null,null,null,null,null,null,null,null,null,null,null,null,null,null,null,null,null,null,null,null,null,null,null,null,null,null,null,null,null,null,null,null,null,null,null,null,null,null,null,null,null,null,null,null,null,null,null,null,null,null,null,null,null,null,null,null,null,null,null,null,null,null,null,null,null,null,null,null,null,null,null,null,null,null,null,null,null,null,null,null,null,null,null,null,null,null,null,null,null,null,null,null,null,null,null,null,null,null,null,null,null,null,null,null,null,null,null,null,null,null,null,null,null,null,null,null,null,null,null,null,null,null,null,null,null,null,null,null,null,null,null,null,null,null,null,null,null,null,null,null,null,null,null,null,null,null,null,null,null,null,null,null,null,null,null,null,null,null,null,null,null,null,null,null,null,null,null,null,null,null,null,null,null,null,null,null,null,null,null,null,null,null,null,null,null,null,null,null,null,null,null,null,null,null,null,null,null,null,null,null,null,null,null,null,null,null,null,null,null,null,null,null,null,null,null,null,null,null,null,null,null,null,null,null,null,null,null,null,null,null,null,null,null,null,null,null,null,null,null,null,null,null,null,null,null,null,null,null,null,null,null,null,null,{"$f":"$G55*QI55","v":0},null,108,{"$f":"$G55*QL55","v":0},null,135,{"$f":"$G55*QO55","v":0},null,0,{"$f":"$G55*QR55","v":0},null,null,{"$f":"$G55*QU55","v":0},null,0,{"$f":"$G55*QX55","v":0},null,0,{"$f":"$G55*RA55","v":0},null,null,{"$f":"$G55*RD55","v":0},null,null,{"$f":"$G55*RG55","v":0},null,null,{"$f":"$G55*RJ55","v":0},null,0,{"$f":"$G55*RM55","v":0},null,0,{"$f":"$G55*RP55","v":0},null,0,{"$f":"$G55*RS55","v":0},null,0,{"$f":"$G55*RV55","v":0},null,null,{"$f":"$G55*RY55","v":0},null,null,{"$f":"$G55*SB55","v":0},null,0,{"$f":"$G55*SE55","v":0},null,null,{"$f":"$G55*SH55","v":0},null,null,{"$f":"$G55*SK55","v":0},null,0,{"$f":"$G55*SN55","v":0},null,null,{"$f":"$G55*SQ55","v":0},null,null,{"$f":"$G55*ST55","v":0},null,0,{"$f":"$G55*SW55","v":0},null,0,{"$f":"$G55*SZ55","v":0},null,null,{"$f":"$G55*TC55","v":0},null,null,{"$f":"$G55*TF55","v":0},null,null,{"$f":"$G55*TI55","v":0},null,0,{"$f":"$G55*TL55","v":0},null,null,{"$f":"$G55*TO55","v":0},null,0,{"$f":"$G55*TR55","v":0},null,null,null,null,null,null,null,null,null,null,null,null,null,null,null,null,null,null,null,null,null,null,null,null,null,81,{"$f":"$G55*US55","v":0}]
["3.5.2",null,"B","debljina d=12 cm  ","thickness d=12 cm  ","m2",{"$f":"CENA!G47","v":0},1830.24,0,null,null,null,null,null,null,null,null,null,null,null,null,null,null,null,null,null,null,null,null,null,null,null,null,null,null,null,null,null,null,null,null,null,null,null,null,null,null,null,null,null,null,null,null,null,null,null,null,null,null,null,null,null,null,null,null,null,null,null,null,null,null,null,null,null,null,null,null,null,null,null,null,null,null,null,null,null,null,null,null,null,null,null,null,null,{"$f":"$G56*CP56","v":0},null,null,{"$f":"$G56*CS56","v":0},null,null,{"$f":"$G56*CV56","v":0},null,null,null,null,null,null,null,null,null,null,null,null,null,null,null,null,null,null,null,null,null,null,null,null,null,null,null,null,null,null,null,null,null,null,null,null,null,null,null,null,null,null,null,null,null,null,null,null,null,null,null,null,null,null,null,null,null,null,81.84,{"$f":"$G56*FD56","v":0},null,126.48,{"$f":"$G56*FG56","v":0},null,96.72,{"$f":"$G56*FJ56","v":0},null,null,null,null,0,{"$f":"$G56*FP56","v":0},null,null,null,null,null,null,null,null,null,null,null,null,null,null,null,null,null,null,null,null,null,null,null,null,null,null,null,null,null,null,null,null,null,null,null,null,null,null,null,null,null,null,null,null,null,null,null,null,null,null,null,null,null,null,null,null,null,null,null,null,null,null,null,null,null,null,null,null,null,null,null,null,null,null,null,null,null,null,null,null,null,null,null,null,null,null,null,null,null,null,null,null,null,null,null,null,null,null,null,null,null,null,null,null,null,null,null,null,null,null,null,null,null,null,null,null,null,null,null,null,null,null,null,null,null,null,null,null,null,null,null,null,null,null,null,null,null,null,null,null,null,null,null,null,null,null,null,null,null,null,null,null,null,null,null,null,null,null,null,null,null,null,null,null,null,null,null,null,null,null,null,null,null,null,null,null,null,null,null,null,null,null,null,null,null,null,null,null,null,null,null,null,null,null,null,null,null,null,null,null,null,null,null,null,null,null,null,null,null,null,null,null,null,null,null,null,null,null,null,null,null,null,null,null,null,null,null,null,null,null,null,null,null,null,null,null,null,null,null,null,null,null,null,null,null,null,null,null,null,null,null,null,null,null,null,null,null,null,null,null,null,null,null,null,null,null,null,null,null,null,null,null,null,null,null,null,null,null,{"$f":"$G56*QI56","v":0},null,null,{"$f":"$G56*QL56","v":0},null,0,{"$f":"$G56*QO56","v":0},null,89.28,{"$f":"$G56*QR56","v":0},null,89.28,{"$f":"$G56*QU56","v":0},null,111.60000000000001,{"$f":"$G56*QX56","v":0},null,148.80000000000001,{"$f":"$G56*RA56","v":0},null,null,{"$f":"$G56*RD56","v":0},null,104.16,{"$f":"$G56*RG56","v":0},null,null,{"$f":"$G56*RJ56","v":0},null,0,{"$f":"$G56*RM56","v":0},null,156.24,0,null,148.80000000000001,0,null,111.60000000000001,{"$f":"$G56*RV56","v":0},null,null,{"$f":"$G56*RY56","v":0},null,null,{"$f":"$G56*SB56","v":0},null,0,{"$f":"$G56*SE56","v":0},null,null,{"$f":"$G56*SH56","v":0},null,null,{"$f":"$G56*SK56","v":0},null,104.16000000000001,{"$f":"$G56*SN56","v":0},null,null,{"$f":"$G56*SQ56","v":0},null,null,{"$f":"$G56*ST56","v":0},null,141.36000000000001,{"$f":"$G56*SW56","v":0},null,81.84,{"$f":"$G56*SZ56","v":0},null,156.24,{"$f":"$G56*TC56","v":0},null,81.84,{"$f":"$G56*TF56","v":0},null,null,{"$f":"$G56*TI56","v":0},null,0,0,null,null,0,null,0,{"$f":"$G56*TR56","v":0},null,null,null,null,null,null,null,null,null,null,null,null,null,null,null,null,null,null,null,null,null,null,null,null,null,0,{"$f":"$G56*US56","v":0}]
["3.5.3",null,"C","debljina d=14 cm  ","thickness d=14 cm  ","m2",{"$f":"CENA!G48","v":0},0,0,null,null,null,null,null,null,null,null,null,null,null,null,null,null,null,null,null,null,null,null,null,null,null,null,null,null,null,null,null,null,null,null,null,null,null,null,null,null,null,null,null,null,null,null,null,null,null,null,null,null,null,null,null,null,null,null,null,null,null,null,null,null,null,null,null,null,null,null,null,null,null,null,null,null,null,null,null,null,null,null,null,null,null,null,null,{"$f":"$G57*CP57","v":0},null,null,{"$f":"$G57*CS57","v":0},null,null,{"$f":"$G57*CV57","v":0},null,null,null,null,null,null,null,null,null,null,null,null,null,null,null,null,null,null,null,null,null,null,null,null,null,null,null,null,null,null,null,null,null,null,null,null,null,null,null,null,null,null,null,null,null,null,null,null,null,null,null,null,null,null,null,null,null,null,0,{"$f":"$G57*FD57","v":0},null,0,{"$f":"$G57*FG57","v":0},null,0,{"$f":"$G57*FJ57","v":0},null,null,null,null,0,{"$f":"$G57*FP57","v":0},null,null,null,null,null,null,null,null,null,null,null,null,null,null,null,null,null,null,null,null,null,null,null,null,null,null,null,null,null,null,null,null,null,null,null,null,null,null,null,null,null,null,null,null,null,null,null,null,null,null,null,null,null,null,null,null,null,null,null,null,null,null,null,null,null,null,null,null,null,null,null,null,null,null,null,null,null,null,null,null,null,null,null,null,null,null,null,null,null,null,null,null,null,null,null,null,null,null,null,null,null,null,null,null,null,null,null,null,null,null,null,null,null,null,null,null,null,null,null,null,null,null,null,null,null,null,null,null,null,null,null,null,null,null,null,null,null,null,null,null,null,null,null,null,null,null,null,null,null,null,null,null,null,null,null,null,null,null,null,null,null,null,null,null,null,null,null,null,null,null,null,null,null,null,null,null,null,null,null,null,null,null,null,null,null,null,null,null,null,null,null,null,null,null,null,null,null,null,null,null,null,null,null,null,null,null,null,null,null,null,null,null,null,null,null,null,null,null,null,null,null,null,null,null,null,null,null,null,null,null,null,null,null,null,null,null,null,null,null,null,null,null,null,null,null,null,null,null,null,null,null,null,null,null,null,null,null,null,null,null,null,null,null,null,null,null,null,null,null,null,null,null,null,null,null,null,null,null,{"$f":"$G57*QI57","v":0},null,null,{"$f":"$G57*QL57","v":0},null,0,{"$f":"$G57*QO57","v":0},null,0,{"$f":"$G57*QR57","v":0},null,null,{"$f":"$G57*QU57","v":0},null,0,{"$f":"$G57*QX57","v":0},null,0,{"$f":"$G57*RA57","v":0},null,null,{"$f":"$G57*RD57","v":0},null,null,{"$f":"$G57*RG57","v":0},null,null,{"$f":"$G57*RJ57","v":0},null,0,{"$f":"$G57*RM57","v":0},null,0,0,null,0,0,null,0,{"$f":"$G57*RV57","v":0},null,null,{"$f":"$G57*RY57","v":0},null,null,{"$f":"$G57*SB57","v":0},null,0,{"$f":"$G57*SE57","v":0},null,null,{"$f":"$G57*SH57","v":0},null,null,{"$f":"$G57*SK57","v":0},null,0,{"$f":"$G57*SN57","v":0},null,null,{"$f":"$G57*SQ57","v":0},null,null,{"$f":"$G57*ST57","v":0},null,0,{"$f":"$G57*SW57","v":0},null,0,{"$f":"$G57*SZ57","v":0},null,null,{"$f":"$G57*TC57","v":0},null,null,{"$f":"$G57*TF57","v":0},null,null,{"$f":"$G57*TI57","v":0},null,0,0,null,null,0,null,0,{"$f":"$G57*TR57","v":0},null,null,null,null,null,null,null,null,null,null,null,null,null,null,null,null,null,null,null,null,null,null,null,null,null,0,{"$f":"$G57*US57","v":0}]
["3.6","K",6,"Parna brana\nkontrola vodene pare ispod termoizolacije","Vapor barrier \ncontrol of water vapor below the insulation","m2",{"$f":"CENA!G49","v":0},3300,0,null,null,null,null,null,null,null,null,null,null,null,null,null,null,null,null,null,null,null,null,null,null,null,null,null,null,null,null,null,null,null,null,null,null,null,null,null,null,null,null,null,null,null,null,null,null,null,null,null,null,null,null,null,null,null,null,null,null,null,null,null,null,null,null,null,null,null,null,null,null,null,null,null,null,null,null,null,null,null,null,null,null,null,null,75,{"$f":"$G58*CP58","v":0},null,null,{"$f":"$G58*CS58","v":0},null,null,{"$f":"$G58*CV58","v":0},null,null,null,null,null,null,null,null,null,null,null,null,null,null,null,null,null,null,null,null,null,null,null,null,null,null,null,null,null,null,null,null,null,null,null,null,null,null,null,null,null,null,null,null,null,null,null,null,null,null,null,null,null,null,null,null,null,null,150,{"$f":"$G58*FD58","v":0},null,150,{"$f":"$G58*FG58","v":0},null,150,{"$f":"$G58*FJ58","v":0},null,null,null,null,0,{"$f":"$G58*FP58","v":0},null,null,null,null,null,null,null,null,null,null,null,null,null,null,null,null,null,null,null,null,null,null,null,null,null,null,null,null,null,null,null,null,null,null,null,null,null,null,null,null,null,null,null,null,null,null,null,null,null,null,null,null,null,null,null,null,null,null,null,null,null,null,null,null,null,null,null,null,null,null,null,null,null,null,null,null,null,null,null,null,null,null,null,null,null,null,null,null,null,null,null,null,null,null,null,null,null,null,null,null,null,null,null,null,null,null,null,null,null,null,null,null,null,null,null,null,null,null,null,null,null,null,null,null,null,null,null,null,null,null,null,null,null,null,null,null,null,null,null,null,null,null,null,null,null,null,null,null,null,null,null,null,null,null,null,null,null,null,null,null,null,null,null,null,null,null,null,null,null,null,null,null,null,null,null,null,null,null,null,null,null,null,null,null,null,null,null,null,null,null,null,null,null,null,null,null,null,null,null,null,null,null,null,null,null,null,null,null,null,null,null,null,null,null,null,null,null,null,null,null,null,null,null,null,null,null,null,null,null,null,null,null,null,null,null,null,null,null,null,null,null,null,null,null,null,null,null,null,null,null,null,null,null,null,null,null,null,null,null,null,null,null,null,null,null,null,null,null,null,null,null,null,null,null,null,null,null,null,{"$f":"$G58*QI58","v":0},null,150,{"$f":"$G58*QL58","v":0},null,225,{"$f":"$G58*QO58","v":0},null,150,{"$f":"$G58*QR58","v":0},null,150,{"$f":"$G58*QU58","v":0},null,150,{"$f":"$G58*QX58","v":0},null,225,{"$f":"$G58*RA58","v":0},null,null,{"$f":"$G58*RD58","v":0},null,150,{"$f":"$G58*RG58","v":0},null,null,{"$f":"$G58*RJ58","v":0},null,0,{"$f":"$G58*RM58","v":0},null,225,0,null,225,0,null,150,{"$f":"$G58*RV58","v":0},null,null,{"$f":"$G58*RY58","v":0},null,null,{"$f":"$G58*SB58","v":0},null,0,{"$f":"$G58*SE58","v":0},null,null,{"$f":"$G58*SH58","v":0},null,null,{"$f":"$G58*SK58","v":0},null,150,{"$f":"$G58*SN58","v":0},null,null,{"$f":"$G58*SQ58","v":0},null,null,{"$f":"$G58*ST58","v":0},null,225,{"$f":"$G58*SW58","v":0},null,150,{"$f":"$G58*SZ58","v":0},null,150,{"$f":"$G58*TC58","v":0},null,150,{"$f":"$G58*TF58","v":0},null,null,{"$f":"$G58*TI58","v":0},null,0,0,null,null,0,null,0,{"$f":"$G58*TR58","v":0},null,null,null,null,null,null,null,null,null,null,null,null,null,null,null,null,null,null,null,null,null,null,null,null,null,150,{"$f":"$G58*US58","v":0}]
["3.7","K",7,"Čamova rezana građa različitog preseka\ndužine 400 cm","Fir lumber of different cross-section\nlength 400 cm","/","/","/","/",null,null,null,null,null,null,null,null,null,null,null,null,null,null,null,null,null,null,null,null,null,null,null,null,null,null,null,null,null,null,null,null,null,null,null,null,null,null,null,null,null,null,null,null,null,null,null,null,null,null,null,null,null,null,null,null,null,null,null,null,null,null,null,null,null,null,null,null,null,null,null,null,null,null,null,null,null,null,null,null,null,null,null,null,"/","/",null,"/","/",null,"/","/",null,null,null,null,null,null,null,null,null,null,null,null,null,null,null,null,null,null,null,null,null,null,null,null,null,null,null,null,null,null,null,null,null,null,null,null,null,null,null,null,null,null,null,null,null,null,null,null,null,null,null,null,null,null,null,null,null,null,"/","/",null,"/","/",null,"/","/",null,null,null,null,"/","/",null,null,null,null,null,null,null,null,null,null,null,null,null,null,null,null,null,null,null,null,null,null,null,null,null,null,null,null,null,null,null,null,null,null,null,null,null,null,null,null,null,null,null,null,null,null,null,null,null,null,null,null,null,null,null,null,null,null,null,null,null,null,null,null,null,null,null,null,null,null,null,null,null,null,null,null,null,null,null,null,null,null,null,null,null,null,null,null,null,null,null,null,null,null,null,null,null,null,null,null,null,null,null,null,null,null,null,null,null,null,null,null,null,null,null,null,null,null,null,null,null,null,null,null,null,null,null,null,null,null,null,null,null,null,null,null,null,null,null,null,null,null,null,null,null,null,null,null,null,null,null,null,null,null,null,null,null,null,null,null,null,null,null,null,null,null,null,null,null,null,null,null,null,null,null,null,null,null,null,null,null,null,null,null,null,null,null,null,null,null,null,null,null,null,null,null,null,null,null,null,null,null,null,null,null,null,null,null,null,null,null,null,null,null,null,null,null,null,null,null,null,null,null,null,null,null,null,null,null,null,null,null,null,null,null,null,null,null,null,null,null,null,null,null,null,null,null,null,null,null,null,null,null,null,null,null,null,null,null,null,null,null,null,null,null,null,null,null,null,null,null,null,null,null,null,null,null,"/","/",null,"/","/",null,"/","/",null,"/","/",null,"/","/",null,"/","/",null,"/","/",null,"/","/",null,"/","/",null,"/","/",null,"/","/",null,"/","/",null,"/","/",null,"/","/",null,"/","/",null,"/","/",null,"/","/",null,"/","/",null,"/","/",null,"/","/",null,"/","/",null,"/","/",null,"/","/",null,"/","/",null,"/","/",null,"/","/",null,"/","/",null,"/","/",null,"/","/",null,"/","/",null,null,null,null,null,null,null,null,null,null,null,null,null,null,null,null,null,null,null,null,null,null,null,null,null,"/","/"]
["3.7.1",null,"A","Rog/Venčanica/Raspinjača           10/12 cm","rafters / wall plate / ridge collar 10/12 cm","m3",{"$f":"CENA!G51","v":0},{"$f":"J60+M60+P60+S60+AQ60+CJ60+DK60+FD60+V60+Y60+AB60+AE60+AH60+AK60+AN60+AT60+AW60+AZ60+BC60+BF60+BI60+BL60+BO60+BR60+BU60+BX60+CA60+CD60+CG60+CM60+CP60+CS60+CV60+CY60+DB60+DE60+DH60+DN60+DQ60+DT60+DW60+DZ60+EC60+EF60+EI60+EL60+EO60+ER60+EU60+EX60+FA60+FG60+FJ60+FM60+FP60+FS60+FV60+FY60+GB60+GE60+GH60+GK60+GN60+GQ60+GT60+GW60+GZ60+HC60+HF60+HI60+HL60+HO60+HR60+HU60+HX60+IA60+ID60+IG60+IJ60+IM60+IP60+IS60+IV60+IY60+JB60+JE60+JH60+JK60+JN60+JQ60+JT60+JW60+JZ60+KC60+KF60+KI60+KL60+KO60+KR60+KU60+KX60+LA60+LD60+LG60+LJ60+LM60+LP60+LS60+LV60+LY60+MB60+ME60+MH60+MK60+MN60+MQ60+MT60+MW60+MZ60+NC60+NF60+NI60+NL60+NO60+NR60+NU60+NX60+OA60+OD60+OG60+OJ60+OM60+OP60+OS60+OV60+OY60+PB60+PE60+PH60+PK60+PN60+PQ60+PT60+PW60+PZ60+QC60+QF60+QI60+QL60+QO60+QR60+QU60+QX60+RA60+RD60+RG60+RJ60+RM60+RP60+RS60+RV60+RY60+SB60+SE60+SH60+SK60+SN60+SQ60+ST60+SW60+SZ60+TC60+TF60+TI60+TL60+TO60+TR60+TU60+TX60+UA60+UD60+UG60+UJ60+UM60+UP60+US60","v":5.1360000000000001},{"$f":"G60*H60","v":0},null,null,null,null,null,null,null,null,null,null,null,null,null,null,null,null,null,null,null,null,null,null,null,null,null,null,null,null,null,null,null,null,null,null,null,null,null,null,null,null,null,null,null,null,null,null,null,null,null,null,null,null,null,null,null,null,null,null,null,null,null,null,null,null,null,null,null,null,null,null,null,null,null,null,null,null,null,null,null,null,null,null,null,null,1.536,{"$f":"$G60*CP60","v":0},{"$f":"CP60/$UW$60","v":32},1.92,{"$f":"$G60*CS60","v":0},{"$f":"CS60/$UW$60","v":40},0.38400000000000001,{"$f":"$G60*CV60","v":0},{"$f":"CV60/$UW$60","v":8},null,null,null,null,null,null,null,null,null,null,null,null,null,null,null,null,null,null,null,null,null,null,null,null,null,null,null,null,null,null,null,null,null,null,null,null,null,null,null,null,null,null,null,null,null,null,null,null,null,null,null,null,null,null,null,null,null,0,{"$f":"$G60*FD60","v":0},{"$f":"FD60/$UW$60","v":0},0,{"$f":"$G60*FG60","v":0},{"$f":"FG60/$UW$60","v":0},0,{"$f":"$G60*FJ60","v":0},{"$f":"FJ60/$UW$60","v":0},null,null,null,0.14400000000000002,{"$f":"$G60*FP60","v":0},{"$f":"FP60/$UW$60","v":3.0000000000000004},null,null,null,null,null,null,null,null,null,null,null,null,null,null,null,null,null,null,null,null,null,null,null,null,null,null,null,null,null,null,null,null,null,null,null,null,null,null,null,null,null,null,null,null,null,null,null,null,null,null,null,null,null,null,null,null,null,null,null,null,null,null,null,null,null,null,null,null,null,null,null,null,null,null,null,null,null,null,null,null,null,null,null,null,null,null,null,null,null,null,null,null,null,null,null,null,null,null,null,null,null,null,null,null,null,null,null,null,null,null,null,null,null,null,null,null,null,null,null,null,null,null,null,null,null,null,null,null,null,null,null,null,null,null,null,null,null,null,null,null,null,null,null,null,null,null,null,null,null,null,null,null,null,null,null,null,null,null,null,null,null,null,null,null,null,null,null,null,null,null,null,null,null,null,null,null,null,null,null,null,null,null,null,null,null,null,null,null,null,null,null,null,null,null,null,null,null,null,null,null,null,null,null,null,null,null,null,null,null,null,null,null,null,null,null,null,null,null,null,null,null,null,null,null,null,null,null,null,null,null,null,null,null,null,null,null,null,null,null,null,null,null,null,null,null,null,null,null,null,null,null,null,null,null,null,null,null,null,null,null,null,null,null,null,null,null,null,null,null,null,null,null,null,null,null,null,null,{"$f":"$G60*QI60","v":0},{"$f":"QI60/$UW$60","v":0},null,{"$f":"$G60*QL60","v":0},{"$f":"QL60/$UW$60","v":0},0,{"$f":"$G60*QO60","v":0},{"$f":"QO60/$UW$60","v":0},0,{"$f":"$G60*QR60","v":0},{"$f":"QR60/$UW$60","v":0},null,{"$f":"$G60*QU60","v":0},{"$f":"QU60/$UW$60","v":0},0,{"$f":"$G60*QX60","v":0},{"$f":"QX60/$UW$60","v":0},0,{"$f":"$G60*RA60","v":0},{"$f":"RA60/$UW$60","v":0},null,{"$f":"$G60*RD60","v":0},{"$f":"RD60/$UW$60","v":0},null,{"$f":"$G60*RG60","v":0},{"$f":"RG60/$UW$60","v":0},null,{"$f":"$G60*RJ60","v":0},{"$f":"RJ60/$UW$60","v":0},0,{"$f":"$G60*RM60","v":0},{"$f":"RM60/$UW$60","v":0},0,{"$f":"$G60*RP60","v":0},{"$f":"RP60/$UW$60","v":0},0,{"$f":"$G60*RS60","v":0},{"$f":"RS60/$UW$60","v":0},0,{"$f":"$G60*RV60","v":0},{"$f":"RV60/$UW$60","v":0},null,{"$f":"$G60*RY60","v":0},{"$f":"RY60/$UW$60","v":0},null,{"$f":"$G60*SB60","v":0},{"$f":"SB60/$UW$60","v":0},0,{"$f":"$G60*SE60","v":0},{"$f":"SE60/$UW$60","v":0},null,{"$f":"$G60*SH60","v":0},{"$f":"SH60/$UW$60","v":0},null,{"$f":"$G60*SK60","v":0},{"$f":"SK60/$UW$60","v":0},0,{"$f":"$G60*SN60","v":0},{"$f":"SN60/$UW$60","v":0},null,{"$f":"$G60*SQ60","v":0},{"$f":"SQ60/$UW$60","v":0},null,{"$f":"$G60*ST60","v":0},{"$f":"ST60/$UW$60","v":0},0,{"$f":"$G60*SW60","v":0},{"$f":"SW60/$UW$60","v":0},0,{"$f":"$G60*SZ60","v":0},{"$f":"SZ60/$UW$60","v":0},null,{"$f":"$G60*TC60","v":0},{"$f":"TC60/$UW$60","v":0},null,{"$f":"$G60*TF60","v":0},{"$f":"TF60/$UW$60","v":0},null,{"$f":"$G60*TI60","v":0},{"$f":"TI60/$UW$60","v":0},0,{"$f":"$G60*TL60","v":0},{"$f":"TL60/$UW$60","v":0},null,{"$f":"$G60*TO60","v":0},{"$f":"TO60/$UW$60","v":0},0,{"$f":"$G60*TR60","v":0},{"$f":"TR60/$UW$60","v":0},null,null,null,null,null,null,null,null,null,null,null,null,null,null,null,null,null,null,null,null,null,null,null,null,1.1520000000000001,{"$f":"$G60*US60","v":0},{"$f":"US60/$UW$60","v":24.000000000000004},null,4.8000000000000001E-2]
["3.7.2",null,"B","Rog/Stub/Grebenjača/Slemenja.   12/14 cm","column / pile / hip rafter / ridge 12/14 cm","m3",{"$f":"CENA!G52","v":0},9.9160000000000004,0,null,null,null,null,null,null,null,null,null,null,null,null,null,null,null,null,null,null,null,null,null,null,null,null,null,null,null,null,null,null,null,null,null,null,null,null,null,null,null,null,null,null,null,null,null,null,null,null,null,null,null,null,null,null,null,null,null,null,null,null,null,null,null,null,null,null,null,null,null,null,null,null,null,null,null,null,null,null,null,null,null,null,null,null,null,{"$f":"$G61*CP61","v":0},{"$f":"CP61/$UW$61","v":0},null,{"$f":"$G61*CS61","v":0},{"$f":"CS61/$UW$61","v":0},0.53600000000000003,{"$f":"$G61*CV61","v":0},{"$f":"CV61/$UW$61","v":7.9761904761904772},null,null,null,null,null,null,null,null,null,null,null,null,null,null,null,null,null,null,null,null,null,null,null,null,null,null,null,null,null,null,null,null,null,null,null,null,null,null,null,null,null,null,null,null,null,null,null,null,null,null,null,null,null,null,null,null,null,0,{"$f":"$G61*FD61","v":0},{"$f":"FD61/$UW$61","v":0},0,{"$f":"$G61*FG61","v":0},{"$f":"FG61/$UW$61","v":0},0,{"$f":"$G61*FJ61","v":0},{"$f":"FJ61/$UW$61","v":0},null,null,null,0.26800000000000002,{"$f":"$G61*FP61","v":0},{"$f":"FP61/$UW$61","v":3.9880952380952386},null,null,null,null,null,null,null,null,null,null,null,null,null,null,null,null,null,null,null,null,null,null,null,null,null,null,null,null,null,null,null,null,null,null,null,null,null,null,null,null,null,null,null,null,null,null,null,null,null,null,null,null,null,null,null,null,null,null,null,null,null,null,null,null,null,null,null,null,null,null,null,null,null,null,null,null,null,null,null,null,null,null,null,null,null,null,null,null,null,null,null,null,null,null,null,null,null,null,null,null,null,null,null,null,null,null,null,null,null,null,null,null,null,null,null,null,null,null,null,null,null,null,null,null,null,null,null,null,null,null,null,null,null,null,null,null,null,null,null,null,null,null,null,null,null,null,null,null,null,null,null,null,null,null,null,null,null,null,null,null,null,null,null,null,null,null,null,null,null,null,null,null,null,null,null,null,null,null,null,null,null,null,null,null,null,null,null,null,null,null,null,null,null,null,null,null,null,null,null,null,null,null,null,null,null,null,null,null,null,null,null,null,null,null,null,null,null,null,null,null,null,null,null,null,null,null,null,null,null,null,null,null,null,null,null,null,null,null,null,null,null,null,null,null,null,null,null,null,null,null,null,null,null,null,null,null,null,null,null,null,null,null,null,null,null,null,null,null,null,null,null,null,null,null,null,null,0.26800000000000002,{"$f":"$G61*QI61","v":0},{"$f":"QI61/$UW$61","v":3.9880952380952386},null,{"$f":"$G61*QL61","v":0},{"$f":"QL61/$UW$61","v":0},0,{"$f":"$G61*QO61","v":0},{"$f":"QO61/$UW$61","v":0},0,{"$f":"$G61*QR61","v":0},{"$f":"QR61/$UW$61","v":0},0.80400000000000005,{"$f":"$G61*QU61","v":0},{"$f":"QU61/$UW$61","v":11.964285714285715},0,{"$f":"$G61*QX61","v":0},{"$f":"QX61/$UW$61","v":0},0,{"$f":"$G61*RA61","v":0},{"$f":"RA61/$UW$61","v":0},0.80400000000000005,{"$f":"$G61*RD61","v":0},{"$f":"RD61/$UW$61","v":11.964285714285715},0.67,{"$f":"$G61*RG61","v":0},{"$f":"RG61/$UW$61","v":9.9702380952380967},0.26800000000000002,{"$f":"$G61*RJ61","v":0},{"$f":"RJ61/$UW$61","v":3.9880952380952386},0.40200000000000002,{"$f":"$G61*RM61","v":0},{"$f":"RM61/$UW$61","v":5.9821428571428577},0,0,{"$f":"RP61/$UW$61","v":0},0,0,{"$f":"RS61/$UW$61","v":0},0,{"$f":"$G61*RV61","v":0},{"$f":"RV61/$UW$61","v":0},0.80400000000000005,{"$f":"$G61*RY61","v":0},{"$f":"RY61/$UW$61","v":11.964285714285715},null,{"$f":"$G61*SB61","v":0},{"$f":"SB61/$UW$61","v":0},0.40200000000000002,{"$f":"$G61*SE61","v":0},{"$f":"SE61/$UW$61","v":5.9821428571428577},0.80400000000000005,{"$f":"$G61*SH61","v":0},{"$f":"SH61/$UW$61","v":11.964285714285715},0.67,{"$f":"$G61*SK61","v":0},{"$f":"SK61/$UW$61","v":9.9702380952380967},0,{"$f":"$G61*SN61","v":0},{"$f":"SN61/$UW$61","v":0},0.67,{"$f":"$G61*SQ61","v":0},{"$f":"SQ61/$UW$61","v":9.9702380952380967},0.67,{"$f":"$G61*ST61","v":0},{"$f":"ST61/$UW$61","v":9.9702380952380967},0,{"$f":"$G61*SW61","v":0},{"$f":"SW61/$UW$61","v":0},0,{"$f":"$G61*SZ61","v":0},{"$f":"SZ61/$UW$61","v":0},null,{"$f":"$G61*TC61","v":0},{"$f":"TC61/$UW$61","v":0},null,{"$f":"$G61*TF61","v":0},{"$f":"TF61/$UW$61","v":0},null,{"$f":"$G61*TI61","v":0},{"$f":"TI61/$UW$61","v":0},0.80400000000000005,0,{"$f":"TL61/$UW$61","v":11.964285714285715},0.67,0,{"$f":"TO61/$UW$61","v":9.9702380952380967},0.40200000000000002,{"$f":"$G61*TR61","v":0},{"$f":"TR61/$UW$61","v":5.9821428571428577},null,null,null,null,null,null,null,null,null,null,null,null,null,null,null,null,null,null,null,null,null,null,null,null,0,{"$f":"$G61*US61","v":0},{"$f":"US61/$UW$61","v":0},null,6.7199999999999996E-2]
["3.7.3",null,"C","Stub/Grebenjača                         14/14 cm","column / hip rafter 14/14 cm","m3",{"$f":"CENA!G53","v":0},0.78,0,null,null,null,null,null,null,null,null,null,null,null,null,null,null,null,null,null,null,null,null,null,null,null,null,null,null,null,null,null,null,null,null,null,null,null,null,null,null,null,null,null,null,null,null,null,null,null,null,null,null,null,null,null,null,null,null,null,null,null,null,null,null,null,null,null,null,null,null,null,null,null,null,null,null,null,null,null,null,null,null,null,null,null,null,null,{"$f":"$G62*CP62","v":0},{"$f":"CP62/$UW$62","v":0},null,{"$f":"$G62*CS62","v":0},{"$f":"CS62/$UW$62","v":0},null,{"$f":"$G62*CV62","v":0},{"$f":"CV62/$UW$62","v":0},null,null,null,null,null,null,null,null,null,null,null,null,null,null,null,null,null,null,null,null,null,null,null,null,null,null,null,null,null,null,null,null,null,null,null,null,null,null,null,null,null,null,null,null,null,null,null,null,null,null,null,null,null,null,null,null,null,0,{"$f":"$G62*FD62","v":0},{"$f":"FD62/$UW$62","v":0},0,{"$f":"$G62*FG62","v":0},{"$f":"FG62/$UW$62","v":0},0,{"$f":"$G62*FJ62","v":0},{"$f":"FJ62/$UW$62","v":0},null,null,null,0,{"$f":"$G62*FP62","v":0},{"$f":"FP62/$UW$62","v":0},null,null,null,null,null,null,null,null,null,null,null,null,null,null,null,null,null,null,null,null,null,null,null,null,null,null,null,null,null,null,null,null,null,null,null,null,null,null,null,null,null,null,null,null,null,null,null,null,null,null,null,null,null,null,null,null,null,null,null,null,null,null,null,null,null,null,null,null,null,null,null,null,null,null,null,null,null,null,null,null,null,null,null,null,null,null,null,null,null,null,null,null,null,null,null,null,null,null,null,null,null,null,null,null,null,null,null,null,null,null,null,null,null,null,null,null,null,null,null,null,null,null,null,null,null,null,null,null,null,null,null,null,null,null,null,null,null,null,null,null,null,null,null,null,null,null,null,null,null,null,null,null,null,null,null,null,null,null,null,null,null,null,null,null,null,null,null,null,null,null,null,null,null,null,null,null,null,null,null,null,null,null,null,null,null,null,null,null,null,null,null,null,null,null,null,null,null,null,null,null,null,null,null,null,null,null,null,null,null,null,null,null,null,null,null,null,null,null,null,null,null,null,null,null,null,null,null,null,null,null,null,null,null,null,null,null,null,null,null,null,null,null,null,null,null,null,null,null,null,null,null,null,null,null,null,null,null,null,null,null,null,null,null,null,null,null,null,null,null,null,null,null,null,null,null,null,null,{"$f":"$G62*QI62","v":0},{"$f":"QI62/$UW$62","v":0},null,{"$f":"$G62*QL62","v":0},{"$f":"QL62/$UW$62","v":0},0,{"$f":"$G62*QO62","v":0},{"$f":"QO62/$UW$62","v":0},0,{"$f":"$G62*QR62","v":0},{"$f":"QR62/$UW$62","v":0},null,{"$f":"$G62*QU62","v":0},{"$f":"QU62/$UW$62","v":0},0,{"$f":"$G62*QX62","v":0},{"$f":"QX62/$UW$62","v":0},0,{"$f":"$G62*RA62","v":0},{"$f":"RA62/$UW$62","v":0},null,{"$f":"$G62*RD62","v":0},{"$f":"RD62/$UW$62","v":0},null,{"$f":"$G62*RG62","v":0},{"$f":"RG62/$UW$62","v":0},null,{"$f":"$G62*RJ62","v":0},{"$f":"RJ62/$UW$62","v":0},0,{"$f":"$G62*RM62","v":0},{"$f":"RM62/$UW$62","v":0},0,0,{"$f":"RP62/$UW$62","v":0},0,0,{"$f":"RS62/$UW$62","v":0},0,{"$f":"$G62*RV62","v":0},{"$f":"RV62/$UW$62","v":0},null,{"$f":"$G62*RY62","v":0},{"$f":"RY62/$UW$62","v":0},0.78,{"$f":"$G62*SB62","v":0},{"$f":"SB62/$UW$62","v":9.9489795918367356},0,{"$f":"$G62*SE62","v":0},{"$f":"SE62/$UW$62","v":0},null,{"$f":"$G62*SH62","v":0},{"$f":"SH62/$UW$62","v":0},null,{"$f":"$G62*SK62","v":0},{"$f":"SK62/$UW$62","v":0},0,{"$f":"$G62*SN62","v":0},{"$f":"SN62/$UW$62","v":0},null,{"$f":"$G62*SQ62","v":0},{"$f":"SQ62/$UW$62","v":0},null,{"$f":"$G62*ST62","v":0},{"$f":"ST62/$UW$62","v":0},0,{"$f":"$G62*SW62","v":0},{"$f":"SW62/$UW$62","v":0},0,{"$f":"$G62*SZ62","v":0},{"$f":"SZ62/$UW$62","v":0},null,{"$f":"$G62*TC62","v":0},{"$f":"TC62/$UW$62","v":0},null,{"$f":"$G62*TF62","v":0},{"$f":"TF62/$UW$62","v":0},null,{"$f":"$G62*TI62","v":0},{"$f":"TI62/$UW$62","v":0},0,0,{"$f":"TL62/$UW$62","v":0},null,0,{"$f":"TO62/$UW$62","v":0},0,{"$f":"$G62*TR62","v":0},{"$f":"TR62/$UW$62","v":0},null,null,null,null,null,null,null,null,null,null,null,null,null,null,null,null,null,null,null,null,null,null,null,null,0,{"$f":"$G62*US62","v":0},{"$f":"US62/$UW$62","v":0},null,7.8399999999999997E-2]
["3.7.4",null,"H","Tavanjače                                   18/26 cm","attic beams 18/26 cm","m3",{"$f":"CENA!G54","v":0},0,0,null,null,null,null,null,null,null,null,null,null,null,null,null,null,null,null,null,null,null,null,null,null,null,null,null,null,null,null,null,null,null,null,null,null,null,null,null,null,null,null,null,null,null,null,null,null,null,null,null,null,null,null,null,null,null,null,null,null,null,null,null,null,null,null,null,null,null,null,null,null,null,null,null,null,null,null,null,null,null,null,null,null,null,null,null,{"$f":"$G63*CP63","v":0},{"$f":"CP63/$UW$63","v":0},null,{"$f":"$G63*CS63","v":0},{"$f":"CS63/$UW$63","v":0},null,{"$f":"$G63*CV63","v":0},{"$f":"CV63/$UW$63","v":0},null,null,null,null,null,null,null,null,null,null,null,null,null,null,null,null,null,null,null,null,null,null,null,null,null,null,null,null,null,null,null,null,null,null,null,null,null,null,null,null,null,null,null,null,null,null,null,null,null,null,null,null,null,null,null,null,null,0,{"$f":"$G63*FD63","v":0},{"$f":"FD63/$UW$63","v":0},0,{"$f":"$G63*FG63","v":0},{"$f":"FG63/$UW$63","v":0},0,{"$f":"$G63*FJ63","v":0},{"$f":"FJ63/$UW$63","v":0},null,null,null,0,{"$f":"$G63*FP63","v":0},{"$f":"FP63/$UW$63","v":0},null,null,null,null,null,null,null,null,null,null,null,null,null,null,null,null,null,null,null,null,null,null,null,null,null,null,null,null,null,null,null,null,null,null,null,null,null,null,null,null,null,null,null,null,null,null,null,null,null,null,null,null,null,null,null,null,null,null,null,null,null,null,null,null,null,null,null,null,null,null,null,null,null,null,null,null,null,null,null,null,null,null,null,null,null,null,null,null,null,null,null,null,null,null,null,null,null,null,null,null,null,null,null,null,null,null,null,null,null,null,null,null,null,null,null,null,null,null,null,null,null,null,null,null,null,null,null,null,null,null,null,null,null,null,null,null,null,null,null,null,null,null,null,null,null,null,null,null,null,null,null,null,null,null,null,null,null,null,null,null,null,null,null,null,null,null,null,null,null,null,null,null,null,null,null,null,null,null,null,null,null,null,null,null,null,null,null,null,null,null,null,null,null,null,null,null,null,null,null,null,null,null,null,null,null,null,null,null,null,null,null,null,null,null,null,null,null,null,null,null,null,null,null,null,null,null,null,null,null,null,null,null,null,null,null,null,null,null,null,null,null,null,null,null,null,null,null,null,null,null,null,null,null,null,null,null,null,null,null,null,null,null,null,null,null,null,null,null,null,null,null,null,null,null,null,null,null,{"$f":"$G63*QI63","v":0},{"$f":"QI63/$UW$63","v":0},null,{"$f":"$G63*QL63","v":0},{"$f":"QL63/$UW$63","v":0},0,{"$f":"$G63*QO63","v":0},{"$f":"QO63/$UW$63","v":0},0,{"$f":"$G63*QR63","v":0},{"$f":"QR63/$UW$63","v":0},null,{"$f":"$G63*QU63","v":0},{"$f":"QU63/$UW$63","v":0},0,{"$f":"$G63*QX63","v":0},{"$f":"QX63/$UW$63","v":0},0,{"$f":"$G63*RA63","v":0},{"$f":"RA63/$UW$63","v":0},null,{"$f":"$G63*RD63","v":0},{"$f":"RD63/$UW$63","v":0},null,{"$f":"$G63*RG63","v":0},{"$f":"RG63/$UW$63","v":0},null,{"$f":"$G63*RJ63","v":0},{"$f":"RJ63/$UW$63","v":0},0,{"$f":"$G63*RM63","v":0},{"$f":"RM63/$UW$63","v":0},0,0,{"$f":"RP63/$UW$63","v":0},0,0,{"$f":"RS63/$UW$63","v":0},0,{"$f":"$G63*RV63","v":0},{"$f":"RV63/$UW$63","v":0},null,{"$f":"$G63*RY63","v":0},{"$f":"RY63/$UW$63","v":0},null,{"$f":"$G63*SB63","v":0},{"$f":"SB63/$UW$63","v":0},0,{"$f":"$G63*SE63","v":0},{"$f":"SE63/$UW$63","v":0},null,{"$f":"$G63*SH63","v":0},{"$f":"SH63/$UW$63","v":0},null,{"$f":"$G63*SK63","v":0},{"$f":"SK63/$UW$63","v":0},0,{"$f":"$G63*SN63","v":0},{"$f":"SN63/$UW$63","v":0},null,{"$f":"$G63*SQ63","v":0},{"$f":"SQ63/$UW$63","v":0},null,{"$f":"$G63*ST63","v":0},{"$f":"ST63/$UW$63","v":0},0,{"$f":"$G63*SW63","v":0},{"$f":"SW63/$UW$63","v":0},0,{"$f":"$G63*SZ63","v":0},{"$f":"SZ63/$UW$63","v":0},null,{"$f":"$G63*TC63","v":0},{"$f":"TC63/$UW$63","v":0},null,{"$f":"$G63*TF63","v":0},{"$f":"TF63/$UW$63","v":0},null,{"$f":"$G63*TI63","v":0},{"$f":"TI63/$UW$63","v":0},0,0,{"$f":"TL63/$UW$63","v":0},null,0,{"$f":"TO63/$UW$63","v":0},0,{"$f":"$G63*TR63","v":0},{"$f":"TR63/$UW$63","v":0},null,null,null,null,null,null,null,null,null,null,null,null,null,null,null,null,null,null,null,null,null,null,null,null,0,{"$f":"$G63*US63","v":0},{"$f":"US63/$UW$63","v":0},null,0.18720000000000001]
["3.8.3",null,"C","Stub/Grebenjača                         14/14 cm","column / hip rafter 14/14 cm","m3",{"$f":"CENA!G58","v":0},2.5740000000000003,0,null,null,null,null,null,null,null,null,null,null,null,null,null,null,null,null,null,null,null,null,null,null,null,null,null,null,null,null,null,null,null,null,null,null,null,null,null,null,null,null,null,null,null,null,null,null,null,null,null,null,null,null,null,null,null,null,null,null,null,null,null,null,null,null,null,null,null,null,null,null,null,null,null,null,null,null,null,null,null,null,null,null,null,null,null,0,{"$f":"CP67/$UW$67","v":0},null,0,{"$f":"CS67/$UW$67","v":0},null,0,{"$f":"CV67/$UW$67","v":0},null,null,null,null,null,null,null,null,null,null,null,null,null,null,null,null,null,null,null,null,null,null,null,null,null,null,null,null,null,null,null,null,null,null,null,null,null,null,null,null,null,null,null,null,null,null,null,null,null,null,null,null,null,null,null,null,null,0,0,{"$f":"FD67/$UW$67","v":0},0,0,{"$f":"FG67/$UW$67","v":0},0,0,{"$f":"FJ67/$UW$67","v":0},null,null,null,0,0,{"$f":"FP67/$UW$67","v":0},null,null,null,null,null,null,null,null,null,null,null,null,null,null,null,null,null,null,null,null,null,null,null,null,null,null,null,null,null,null,null,null,null,null,null,null,null,null,null,null,null,null,null,null,null,null,null,null,null,null,null,null,null,null,null,null,null,null,null,null,null,null,null,null,null,null,null,null,null,null,null,null,null,null,null,null,null,null,null,null,null,null,null,null,null,null,null,null,null,null,null,null,null,null,null,null,null,null,null,null,null,null,null,null,null,null,null,null,null,null,null,null,null,null,null,null,null,null,null,null,null,null,null,null,null,null,null,null,null,null,null,null,null,null,null,null,null,null,null,null,null,null,null,null,null,null,null,null,null,null,null,null,null,null,null,null,null,null,null,null,null,null,null,null,null,null,null,null,null,null,null,null,null,null,null,null,null,null,null,null,null,null,null,null,null,null,null,null,null,null,null,null,null,null,null,null,null,null,null,null,null,null,null,null,null,null,null,null,null,null,null,null,null,null,null,null,null,null,null,null,null,null,null,null,null,null,null,null,null,null,null,null,null,null,null,null,null,null,null,null,null,null,null,null,null,null,null,null,null,null,null,null,null,null,null,null,null,null,null,null,null,null,null,null,null,null,null,null,null,null,null,null,null,null,null,null,null,0,{"$f":"QI67/$UW$67","v":0},null,0,{"$f":"QL67/$UW$67","v":0},0,0,{"$f":"QO67/$UW$67","v":0},0,0,{"$f":"QR67/$UW$67","v":0},null,0,{"$f":"QU67/$UW$67","v":0},0,0,{"$f":"QX67/$UW$67","v":0},0,0,{"$f":"RA67/$UW$67","v":0},null,0,{"$f":"RD67/$UW$67","v":0},null,0,{"$f":"RG67/$UW$67","v":0},null,0,{"$f":"RJ67/$UW$67","v":0},0,0,{"$f":"RM67/$UW$67","v":0},0,0,{"$f":"RP67/$UW$67","v":0},0,0,{"$f":"RS67/$UW$67","v":0},1.6380000000000001,0,{"$f":"RV67/$UW$67","v":13.928571428571431},null,0,{"$f":"RY67/$UW$67","v":0},0.93600000000000005,0,{"$f":"SB67/$UW$67","v":7.9591836734693882},0,0,{"$f":"SE67/$UW$67","v":0},null,0,{"$f":"SH67/$UW$67","v":0},null,0,{"$f":"SK67/$UW$67","v":0},0,0,{"$f":"SN67/$UW$67","v":0},null,0,{"$f":"SQ67/$UW$67","v":0},null,0,{"$f":"ST67/$UW$67","v":0},0,0,{"$f":"SW67/$UW$67","v":0},0,0,{"$f":"SZ67/$UW$67","v":0},null,0,{"$f":"TC67/$UW$67","v":0},null,0,{"$f":"TF67/$UW$67","v":0},null,0,{"$f":"TI67/$UW$67","v":0},0,0,{"$f":"TL67/$UW$67","v":0},null,0,{"$f":"TO67/$UW$67","v":0},0,0,{"$f":"TR67/$UW$67","v":0},null,null,null,null,null,null,null,null,null,null,null,null,null,null,null,null,null,null,null,null,null,null,null,null,0,0,{"$f":"US67/$UW$67","v":0},null,0.1176]
["3.8.6",null,"F","Klešta                                         6/12 cm","Collar tie 6/12 cm","m3",{"$f":"CENA!G61","v":0},1.1179999999999999,0,null,null,null,null,null,null,null,null,null,null,null,null,null,null,null,null,null,null,null,null,null,null,null,null,null,null,null,null,null,null,null,null,null,null,null,null,null,null,null,null,null,null,null,null,null,null,null,null,null,null,null,null,null,null,null,null,null,null,null,null,null,null,null,null,null,null,null,null,null,null,null,null,null,null,null,null,null,null,null,null,null,null,null,null,null,0,{"$f":"CP70/$UW$70","v":0},null,0,{"$f":"CS70/$UW$70","v":0},null,0,{"$f":"CV70/$UW$70","v":0},null,null,null,null,null,null,null,null,null,null,null,null,null,null,null,null,null,null,null,null,null,null,null,null,null,null,null,null,null,null,null,null,null,null,null,null,null,null,null,null,null,null,null,null,null,null,null,null,null,null,null,null,null,null,null,null,null,0,0,{"$f":"FD70/$UW$70","v":0},0,0,{"$f":"FG70/$UW$70","v":0},0,0,{"$f":"FJ70/$UW$70","v":0},null,null,null,0,0,{"$f":"FP70/$UW$70","v":0},null,null,null,null,null,null,null,null,null,null,null,null,null,null,null,null,null,null,null,null,null,null,null,null,null,null,null,null,null,null,null,null,null,null,null,null,null,null,null,null,null,null,null,null,null,null,null,null,null,null,null,null,null,null,null,null,null,null,null,null,null,null,null,null,null,null,null,null,null,null,null,null,null,null,null,null,null,null,null,null,null,null,null,null,null,null,null,null,null,null,null,null,null,null,null,null,null,null,null,null,null,null,null,null,null,null,null,null,null,null,null,null,null,null,null,null,null,null,null,null,null,null,null,null,null,null,null,null,null,null,null,null,null,null,null,null,null,null,null,null,null,null,null,null,null,null,null,null,null,null,null,null,null,null,null,null,null,null,null,null,null,null,null,null,null,null,null,null,null,null,null,null,null,null,null,null,null,null,null,null,null,null,null,null,null,null,null,null,null,null,null,null,null,null,null,null,null,null,null,null,null,null,null,null,null,null,null,null,null,null,null,null,null,null,null,null,null,null,null,null,null,null,null,null,null,null,null,null,null,null,null,null,null,null,null,null,null,null,null,null,null,null,null,null,null,null,null,null,null,null,null,null,null,null,null,null,null,null,null,null,null,null,null,null,null,null,null,null,null,null,null,null,null,null,null,null,null,0,{"$f":"QI70/$UW$70","v":0},null,0,{"$f":"QL70/$UW$70","v":0},0,0,{"$f":"QO70/$UW$70","v":0},0,0,{"$f":"QR70/$UW$70","v":0},null,0,{"$f":"QU70/$UW$70","v":0},0,0,{"$f":"QX70/$UW$70","v":0},0,0,{"$f":"RA70/$UW$70","v":0},null,0,{"$f":"RD70/$UW$70","v":0},null,0,{"$f":"RG70/$UW$70","v":0},0.25800000000000001,0,{"$f":"RJ70/$UW$70","v":5.9722222222222223},0.60199999999999998,0,{"$f":"RM70/$UW$70","v":13.935185185185183},0,0,{"$f":"RP70/$UW$70","v":0},0,0,{"$f":"RS70/$UW$70","v":0},0,0,{"$f":"RV70/$UW$70","v":0},null,0,{"$f":"RY70/$UW$70","v":0},0.25800000000000001,0,{"$f":"SB70/$UW$70","v":5.9722222222222223},0,0,{"$f":"SE70/$UW$70","v":0},null,0,{"$f":"SH70/$UW$70","v":0},null,0,{"$f":"SK70/$UW$70","v":0},0,0,{"$f":"SN70/$UW$70","v":0},null,0,{"$f":"SQ70/$UW$70","v":0},null,0,{"$f":"ST70/$UW$70","v":0},0,0,{"$f":"SW70/$UW$70","v":0},0,0,{"$f":"SZ70/$UW$70","v":0},null,0,{"$f":"TC70/$UW$70","v":0},null,0,{"$f":"TF70/$UW$70","v":0},null,0,{"$f":"TI70/$UW$70","v":0},0,0,{"$f":"TL70/$UW$70","v":0},null,0,{"$f":"TO70/$UW$70","v":0},0,0,{"$f":"TR70/$UW$70","v":0},null,null,null,null,null,null,null,null,null,null,null,null,null,null,null,null,null,null,null,null,null,null,null,null,0,0,{"$f":"US70/$UW$70","v":0},null,4.3200000000000002E-2]
["3.10","K",10,"Krovna daska od čamove rezane građe \n2,4-2,5/15 cm, isporučuje se dužine l=3,0 metra","Roof fir board\n2,4-2,5/15 cm, lenght l=3,0 m","m3",{"$f":"CENA!G65","v":0},24.447326732673268,0,null,null,null,null,null,null,null,null,null,null,null,null,null,null,null,null,null,null,null,null,null,null,null,null,null,null,null,null,null,null,null,null,null,null,null,null,null,null,null,null,null,null,null,null,null,null,null,null,null,null,null,null,null,null,null,null,null,null,null,null,null,null,null,null,null,null,null,null,null,null,null,null,null,null,null,null,null,null,null,null,null,null,null,null,1,0,null,null,0,null,null,0,null,null,null,null,null,null,null,null,null,null,null,null,null,null,null,null,null,null,null,null,null,null,null,null,null,null,null,null,null,null,null,null,null,null,null,null,null,null,null,null,null,null,null,null,null,null,null,null,null,null,null,null,null,null,null,null,null,null,1,0,null,0,0,null,0,0,null,null,null,null,0,0,null,null,null,null,null,null,null,null,null,null,null,null,null,null,null,null,null,null,null,null,null,null,null,null,null,null,null,null,null,null,null,null,null,null,null,null,null,null,null,null,null,null,null,null,null,null,null,null,null,null,null,null,null,null,null,null,null,null,null,null,null,null,null,null,null,null,null,null,null,null,null,null,null,null,null,null,null,null,null,null,null,null,null,null,null,null,null,null,null,null,null,null,null,null,null,null,null,null,null,null,null,null,null,null,null,null,null,null,null,null,null,null,null,null,null,null,null,null,null,null,null,null,null,null,null,null,null,null,null,null,null,null,null,null,null,null,null,null,null,null,null,null,null,null,null,null,null,null,null,null,null,null,null,null,null,null,null,null,null,null,null,null,null,null,null,null,null,null,null,null,null,null,null,null,null,null,null,null,null,null,null,null,null,null,null,null,null,null,null,null,null,null,null,null,null,null,null,null,null,null,null,null,null,null,null,null,null,null,null,null,null,null,null,null,null,null,null,null,null,null,null,null,null,null,null,null,null,null,null,null,null,null,null,null,null,null,null,null,null,null,null,null,null,null,null,null,null,null,null,null,null,null,null,null,null,null,null,null,null,null,null,null,null,null,null,null,null,null,null,null,null,null,null,null,null,null,null,null,0,null,null,0,null,0,0,null,0,0,null,5.7169999999999996,0,null,0.86,0,null,5.1485148514851486,0,null,2.1030000000000002,0,null,null,0,null,null,0,null,0,0,null,0,0,null,0,0,null,1.113861386138614,0,null,null,0,null,null,0,null,3.4653465346534653,0,null,null,0,null,null,0,null,0,0,null,null,0,null,null,0,null,0,0,null,0,0,null,2,0,null,null,0,null,null,0,null,0,0,null,null,0,null,1.0396039603960396,0,null,null,null,null,null,null,null,null,null,null,null,null,null,null,null,null,null,null,null,null,null,null,null,null,null,1,0]
["3.13","K",13,"Standardne gips kartonske ploče - Tip A\ndimenzije: 1200-1250 x 2000 mm","Standard plasterboard table - Type A\ndim: 1200-1250 x 2000 mm","kom/pcs",{"$f":"CENA!G68","v":0},722,0,null,null,null,null,null,null,null,null,null,null,null,null,null,null,null,null,null,null,null,null,null,null,null,null,null,null,null,null,null,null,null,null,null,null,null,null,null,null,null,null,null,null,null,null,null,null,null,null,null,null,null,null,null,null,null,null,null,null,null,null,null,null,null,null,null,null,null,null,null,null,null,null,null,null,null,null,null,null,null,null,null,null,null,null,null,0,null,null,0,null,null,0,null,null,null,null,null,null,null,null,null,null,null,null,null,null,null,null,null,null,null,null,null,null,null,null,null,null,null,null,null,null,null,null,null,null,null,null,null,null,null,null,null,null,null,null,null,null,null,null,null,null,null,null,null,null,null,null,null,null,50,0,null,0,0,null,0,0,null,null,null,null,131,0,null,null,null,null,null,null,null,null,null,null,null,null,null,null,null,null,null,null,null,null,null,null,null,null,null,null,null,null,null,null,null,null,null,null,null,null,null,null,null,null,null,null,null,null,null,null,null,null,null,null,null,null,null,null,null,null,null,null,null,null,null,null,null,null,null,null,null,null,null,null,null,null,null,null,null,null,null,null,null,null,null,null,null,null,null,null,null,null,null,null,null,null,null,null,null,null,null,null,null,null,null,null,null,null,null,null,null,null,null,null,null,null,null,null,null,null,null,null,null,null,null,null,null,null,null,null,null,null,null,null,null,null,null,null,null,null,null,null,null,null,null,null,null,null,null,null,null,null,null,null,null,null,null,null,null,null,null,null,null,null,null,null,null,null,null,null,null,null,null,null,null,null,null,null,null,null,null,null,null,null,null,null,null,null,null,null,null,null,null,null,null,null,null,null,null,null,null,null,null,null,null,null,null,null,null,null,null,null,null,null,null,null,null,null,null,null,null,null,null,null,null,null,null,null,null,null,null,null,null,null,null,null,null,null,null,null,null,null,null,null,null,null,null,null,null,null,null,null,null,null,null,null,null,null,null,null,null,null,null,null,null,null,null,null,null,null,null,null,null,null,null,null,null,null,null,null,null,null,0,null,45,0,null,38,0,null,25,0,null,null,0,null,0,0,null,3,0,null,null,0,null,null,0,null,47,0,null,0,0,null,42,0,null,50,0,null,46,0,null,null,0,null,null,0,null,0,0,null,null,0,null,null,0,null,47,0,null,null,0,null,15,0,null,59,0,null,36,0,null,35,0,null,10,0,null,21,0,null,0,0,null,9,0,null,13,0,null,null,null,null,null,null,null,null,null,null,null,null,null,null,null,null,null,null,null,null,null,null,null,null,null,0,0]
["3.15.1",null,"A","Horizontalni polukružni","horizontal semicircular gutter","kom/pcs",{"$f":"CENA!G71","v":0},{"$f":"J80+M80+P80+S80+AQ80+CJ80+DK80+FD80+V80+Y80+AB80+AE80+AH80+AK80+AN80+AT80+AW80+AZ80+BC80+BF80+BI80+BL80+BO80+BR80+BU80+BX80+CA80+CD80+CG80+CM80+CP80+CS80+CV80+CY80+DB80+DE80+DH80+DN80+DQ80+DT80+DW80+DZ80+EC80+EF80+EI80+EL80+EO80+ER80+EU80+EX80+FA80+FG80+FJ80+FM80+FP80+FS80+FV80+FY80+GB80+GE80+GH80+GK80+GN80+GQ80+GT80+GW80+GZ80+HC80+HF80+HI80+HL80+HO80+HR80+HU80+HX80+IA80+ID80+IG80+IJ80+IM80+IP80+IS80+IV80+IY80+JB80+JE80+JH80+JK80+JN80+JQ80+JT80+JW80+JZ80+KC80+KF80+KI80+KL80+KO80+KR80+KU80+KX80+LA80+LD80+LG80+LJ80+LM80+LP80+LS80+LV80+LY80+MB80+ME80+MH80+MK80+MN80+MQ80+MT80+MW80+MZ80+NC80+NF80+NI80+NL80+NO80+NR80+NU80+NX80+OA80+OD80+OG80+OJ80+OM80+OP80+OS80+OV80+OY80+PB80+PE80+PH80+PK80+PN80+PQ80+PT80+PW80+PZ80+QC80+QF80+QI80+QL80+QO80+QR80+QU80+QX80+RA80+RD80+RG80+RJ80+RM80+RP80+RS80+RV80+RY80+SB80+SE80+SH80+SK80+SN80+SQ80+ST80+SW80+SZ80+TC80+TF80+TI80+TL80+TO80+TR80+TU80+TX80+UA80+UD80+UG80+UJ80+UM80+UP80+US80","v":165},{"$f":"G80*H80","v":0},null,null,null,null,null,null,null,null,null,null,null,null,null,null,null,null,null,null,null,null,null,null,null,null,null,null,null,null,null,null,null,null,null,null,null,null,null,null,null,null,null,null,null,null,null,null,null,null,null,null,null,null,null,null,null,null,null,null,null,null,null,null,null,null,null,null,null,null,null,null,null,null,null,null,null,null,null,null,null,null,null,null,null,null,4,{"$f":"$G80*CP80","v":0},null,5,{"$f":"$G80*CS80","v":0},null,11,{"$f":"$G80*CV80","v":0},null,null,null,null,null,null,null,null,null,null,null,null,null,null,null,null,null,null,null,null,null,null,null,null,null,null,null,null,null,null,null,null,null,null,null,null,null,null,null,null,null,null,null,null,null,null,null,null,null,null,null,null,null,null,null,null,null,null,0,{"$f":"$G80*FD80","v":0},null,6,{"$f":"$G80*FG80","v":0},null,4,{"$f":"$G80*FJ80","v":0},null,null,null,null,1,{"$f":"$G80*FP80","v":0},null,null,null,null,null,null,null,null,null,null,null,null,null,null,null,null,null,null,null,null,null,null,null,null,null,null,null,null,null,null,null,null,null,null,null,null,null,null,null,null,null,null,null,null,null,null,null,null,null,null,null,null,null,null,null,null,null,null,null,null,null,null,null,null,null,null,null,null,null,null,null,null,null,null,null,null,null,null,null,null,null,null,null,null,null,null,null,null,null,null,null,null,null,null,null,null,null,null,null,null,null,null,null,null,null,null,null,null,null,null,null,null,null,null,null,null,null,null,null,null,null,null,null,null,null,null,null,null,null,null,null,null,null,null,null,null,null,null,null,null,null,null,null,null,null,null,null,null,null,null,null,null,null,null,null,null,null,null,null,null,null,null,null,null,null,null,null,null,null,null,null,null,null,null,null,null,null,null,null,null,null,null,null,null,null,null,null,null,null,null,null,null,null,null,null,null,null,null,null,null,null,null,null,null,null,null,null,null,null,null,null,null,null,null,null,null,null,null,null,null,null,null,null,null,null,null,null,null,null,null,null,null,null,null,null,null,null,null,null,null,null,null,null,null,null,null,null,null,null,null,null,null,null,null,null,null,null,null,null,null,null,null,null,null,null,null,null,null,null,null,null,null,null,null,null,null,null,10,{"$f":"$G80*QI80","v":0},null,null,{"$f":"$G80*QL80","v":0},null,7,{"$f":"$G80*QO80","v":0},null,3,{"$f":"$G80*QR80","v":0},null,null,{"$f":"$G80*QU80","v":0},null,4,{"$f":"$G80*QX80","v":0},null,6,{"$f":"$G80*RA80","v":0},null,7,{"$f":"$G80*RD80","v":0},null,6,{"$f":"$G80*RG80","v":0},null,6,{"$f":"$G80*RJ80","v":0},null,5,{"$f":"$G80*RM80","v":0},null,0,{"$f":"$G80*RP80","v":0},null,0,{"$f":"$G80*RS80","v":0},null,6,{"$f":"$G80*RV80","v":0},null,7,{"$f":"$G80*RY80","v":0},null,5,{"$f":"$G80*SB80","v":0},null,4,{"$f":"$G80*SE80","v":0},null,7,{"$f":"$G80*SH80","v":0},null,7,{"$f":"$G80*SK80","v":0},null,4,{"$f":"$G80*SN80","v":0},null,10,{"$f":"$G80*SQ80","v":0},null,6,{"$f":"$G80*ST80","v":0},null,0,{"$f":"$G80*SW80","v":0},null,0,{"$f":"$G80*SZ80","v":0},null,null,{"$f":"$G80*TC80","v":0},null,3,{"$f":"$G80*TF80","v":0},null,null,{"$f":"$G80*TI80","v":0},null,5,{"$f":"$G80*TL80","v":0},null,6,{"$f":"$G80*TO80","v":0},null,5,{"$f":"$G80*TR80","v":0},null,null,null,null,null,null,null,null,null,null,null,null,null,null,null,null,null,null,null,null,null,null,null,null,null,5,{"$f":"$G80*US80","v":0}]
["3.15.2",null,"B","Vertikalni kružni oluk","Vertical circular gutter","kom/pcs",{"$f":"CENA!G72","v":0},87,0,null,null,null,null,null,null,null,null,null,null,null,null,null,null,null,null,null,null,null,null,null,null,null,null,null,null,null,null,null,null,null,null,null,null,null,null,null,null,null,null,null,null,null,null,null,null,null,null,null,null,null,null,null,null,null,null,null,null,null,null,null,null,null,null,null,null,null,null,null,null,null,null,null,null,null,null,null,null,null,null,null,null,null,null,2,{"$f":"$G81*CP81","v":0},null,2,{"$f":"$G81*CS81","v":0},null,5,{"$f":"$G81*CV81","v":0},null,null,null,null,null,null,null,null,null,null,null,null,null,null,null,null,null,null,null,null,null,null,null,null,null,null,null,null,null,null,null,null,null,null,null,null,null,null,null,null,null,null,null,null,null,null,null,null,null,null,null,null,null,null,null,null,null,null,0,{"$f":"$G81*FD81","v":0},null,3,{"$f":"$G81*FG81","v":0},null,2,{"$f":"$G81*FJ81","v":0},null,null,null,null,1,{"$f":"$G81*FP81","v":0},null,null,null,null,null,null,null,null,null,null,null,null,null,null,null,null,null,null,null,null,null,null,null,null,null,null,null,null,null,null,null,null,null,null,null,null,null,null,null,null,null,null,null,null,null,null,null,null,null,null,null,null,null,null,null,null,null,null,null,null,null,null,null,null,null,null,null,null,null,null,null,null,null,null,null,null,null,null,null,null,null,null,null,null,null,null,null,null,null,null,null,null,null,null,null,null,null,null,null,null,null,null,null,null,null,null,null,null,null,null,null,null,null,null,null,null,null,null,null,null,null,null,null,null,null,null,null,null,null,null,null,null,null,null,null,null,null,null,null,null,null,null,null,null,null,null,null,null,null,null,null,null,null,null,null,null,null,null,null,null,null,null,null,null,null,null,null,null,null,null,null,null,null,null,null,null,null,null,null,null,null,null,null,null,null,null,null,null,null,null,null,null,null,null,null,null,null,null,null,null,null,null,null,null,null,null,null,null,null,null,null,null,null,null,null,null,null,null,null,null,null,null,null,null,null,null,null,null,null,null,null,null,null,null,null,null,null,null,null,null,null,null,null,null,null,null,null,null,null,null,null,null,null,null,null,null,null,null,null,null,null,null,null,null,null,null,null,null,null,null,null,null,null,null,null,null,null,4,{"$f":"$G81*QI81","v":0},null,null,{"$f":"$G81*QL81","v":0},null,4,{"$f":"$G81*QO81","v":0},null,2,{"$f":"$G81*QR81","v":0},null,null,{"$f":"$G81*QU81","v":0},null,2,{"$f":"$G81*QX81","v":0},null,4,{"$f":"$G81*RA81","v":0},null,3,{"$f":"$G81*RD81","v":0},null,3,{"$f":"$G81*RG81","v":0},null,3,{"$f":"$G81*RJ81","v":0},null,4,{"$f":"$G81*RM81","v":0},null,0,0,null,0,0,null,4,{"$f":"$G81*RV81","v":0},null,3,{"$f":"$G81*RY81","v":0},null,3,{"$f":"$G81*SB81","v":0},null,2,{"$f":"$G81*SE81","v":0},null,3,{"$f":"$G81*SH81","v":0},null,3,{"$f":"$G81*SK81","v":0},null,3,{"$f":"$G81*SN81","v":0},null,4,{"$f":"$G81*SQ81","v":0},null,3,{"$f":"$G81*ST81","v":0},null,0,{"$f":"$G81*SW81","v":0},null,0,{"$f":"$G81*SZ81","v":0},null,null,{"$f":"$G81*TC81","v":0},null,3,{"$f":"$G81*TF81","v":0},null,null,{"$f":"$G81*TI81","v":0},null,3,0,null,3,0,null,3,{"$f":"$G81*TR81","v":0},null,null,null,null,null,null,null,null,null,null,null,null,null,null,null,null,null,null,null,null,null,null,null,null,null,3,{"$f":"$G81*US81","v":0}]
["4.1","P",1,"Unutrašnje podne keramičke pločice\nMin. dimenzije pločica: 200x300 mm","Floor tiles for inside\nMin. tile size: 200x300 mm","m2",{"$f":"CENA!G75","v":0},{"$f":"J84+M84+P84+S84+AQ84+CJ84+DK84+FD84+V84+Y84+AB84+AE84+AH84+AK84+AN84+AT84+AW84+AZ84+BC84+BF84+BI84+BL84+BO84+BR84+BU84+BX84+CA84+CD84+CG84+CM84+CP84+CS84+CV84+CY84+DB84+DE84+DH84+DN84+DQ84+DT84+DW84+DZ84+EC84+EF84+EI84+EL84+EO84+ER84+EU84+EX84+FA84+FG84+FJ84+FM84+FP84+FS84+FV84+FY84+GB84+GE84+GH84+GK84+GN84+GQ84+GT84+GW84+GZ84+HC84+HF84+HI84+HL84+HO84+HR84+HU84+HX84+IA84+ID84+IG84+IJ84+IM84+IP84+IS84+IV84+IY84+JB84+JE84+JH84+JK84+JN84+JQ84+JT84+JW84+JZ84+KC84+KF84+KI84+KL84+KO84+KR84+KU84+KX84+LA84+LD84+LG84+LJ84+LM84+LP84+LS84+LV84+LY84+MB84+ME84+MH84+MK84+MN84+MQ84+MT84+MW84+MZ84+NC84+NF84+NI84+NL84+NO84+NR84+NU84+NX84+OA84+OD84+OG84+OJ84+OM84+OP84+OS84+OV84+OY84+PB84+PE84+PH84+PK84+PN84+PQ84+PT84+PW84+PZ84+QC84+QF84+QI84+QL84+QO84+QR84+QU84+QX84+RA84+RD84+RG84+RJ84+RM84+RP84+RS84+RV84+RY84+SB84+SE84+SH84+SK84+SN84+SQ84+ST84+SW84+SZ84+TC84+TF84+TI84+TL84+TO84+TR84+TU84+TX84+UA84+UD84+UG84+UJ84+UM84+UP84+US84","v":490},{"$f":"G84*H84","v":0},null,null,null,null,null,null,null,null,null,null,null,null,null,null,null,null,null,null,null,null,null,null,null,null,null,null,null,null,null,null,null,null,null,null,null,null,null,null,null,null,null,null,null,null,null,null,null,null,null,null,null,null,null,null,null,null,null,null,null,null,null,null,null,null,null,null,null,null,null,null,null,null,null,null,null,null,null,null,null,null,null,null,null,null,5,{"$f":"$G84*CP84","v":0},null,12,{"$f":"$G84*CS84","v":0},null,20,{"$f":"$G84*CV84","v":0},null,null,null,null,null,null,null,null,null,null,null,null,null,null,null,null,null,null,null,null,null,null,null,null,null,null,null,null,null,null,null,null,null,null,null,null,null,null,null,null,null,null,null,null,null,null,null,null,null,null,null,null,null,null,null,null,null,null,20,{"$f":"$G84*FD84","v":0},null,0,{"$f":"$G84*FG84","v":0},null,18,{"$f":"$G84*FJ84","v":0},null,null,null,null,13,{"$f":"$G84*FP84","v":0},null,null,null,null,null,null,null,null,null,null,null,null,null,null,null,null,null,null,null,null,null,null,null,null,null,null,null,null,null,null,null,null,null,null,null,null,null,null,null,null,null,null,null,null,null,null,null,null,null,null,null,null,null,null,null,null,null,null,null,null,null,null,null,null,null,null,null,null,null,null,null,null,null,null,null,null,null,null,null,null,null,null,null,null,null,null,null,null,null,null,null,null,null,null,null,null,null,null,null,null,null,null,null,null,null,null,null,null,null,null,null,null,null,null,null,null,null,null,null,null,null,null,null,null,null,null,null,null,null,null,null,null,null,null,null,null,null,null,null,null,null,null,null,null,null,null,null,null,null,null,null,null,null,null,null,null,null,null,null,null,null,null,null,null,null,null,null,null,null,null,null,null,null,null,null,null,null,null,null,null,null,null,null,null,null,null,null,null,null,null,null,null,null,null,null,null,null,null,null,null,null,null,null,null,null,null,null,null,null,null,null,null,null,null,null,null,null,null,null,null,null,null,null,null,null,null,null,null,null,null,null,null,null,null,null,null,null,null,null,null,null,null,null,null,null,null,null,null,null,null,null,null,null,null,null,null,null,null,null,null,null,null,null,null,null,null,null,null,null,null,null,null,null,null,null,null,null,null,{"$f":"$G84*QI84","v":0},null,32,{"$f":"$G84*QL84","v":0},null,66,{"$f":"$G84*QO84","v":0},null,27,{"$f":"$G84*QR84","v":0},null,null,{"$f":"$G84*QU84","v":0},null,0,{"$f":"$G84*QX84","v":0},null,3,{"$f":"$G84*RA84","v":0},null,20,{"$f":"$G84*RD84","v":0},null,null,{"$f":"$G84*RG84","v":0},null,25,{"$f":"$G84*RJ84","v":0},null,25,{"$f":"$G84*RM84","v":0},null,0,{"$f":"$G84*RP84","v":0},null,6,{"$f":"$G84*RS84","v":0},null,0,{"$f":"$G84*RV84","v":0},null,6,{"$f":"$G84*RY84","v":0},null,17,{"$f":"$G84*SB84","v":0},null,16,{"$f":"$G84*SE84","v":0},null,null,{"$f":"$G84*SH84","v":0},null,6,{"$f":"$G84*SK84","v":0},null,0,{"$f":"$G84*SN84","v":0},null,5,{"$f":"$G84*SQ84","v":0},null,10,{"$f":"$G84*ST84","v":0},null,29,{"$f":"$G84*SW84","v":0},null,28,{"$f":"$G84*SZ84","v":0},null,16,{"$f":"$G84*TC84","v":0},null,13,{"$f":"$G84*TF84","v":0},null,18,{"$f":"$G84*TI84","v":0},null,7,{"$f":"$G84*TL84","v":0},null,5,{"$f":"$G84*TO84","v":0},null,13,{"$f":"$G84*TR84","v":0},null,null,null,null,null,null,null,null,null,null,null,null,null,null,null,null,null,null,null,null,null,null,null,null,null,9,{"$f":"$G84*US84","v":0}]
["4.5","P",5,"Laminat - jakopresovani (HLP)\nsa klik sistemom, dezen: hrast natur (prirodni)","Laminate (HLP)\nwith click system, design: oak natural (natural)","m2",{"$f":"CENA!G79","v":0},942,0,null,null,null,null,null,null,null,null,null,null,null,null,null,null,null,null,null,null,null,null,null,null,null,null,null,null,null,null,null,null,null,null,null,null,null,null,null,null,null,null,null,null,null,null,null,null,null,null,null,null,null,null,null,null,null,null,null,null,null,null,null,null,null,null,null,null,null,null,null,null,null,null,null,null,null,null,null,null,null,null,null,null,null,null,18,0,null,40,0,null,null,0,null,null,null,null,null,null,null,null,null,null,null,null,null,null,null,null,null,null,null,null,null,null,null,null,null,null,null,null,null,null,null,null,null,null,null,null,null,null,null,null,null,null,null,null,null,null,null,null,null,null,null,null,null,null,null,null,null,null,62,0,null,36,0,null,24,0,null,null,null,null,54,0,null,null,null,null,null,null,null,null,null,null,null,null,null,null,null,null,null,null,null,null,null,null,null,null,null,null,null,null,null,null,null,null,null,null,null,null,null,null,null,null,null,null,null,null,null,null,null,null,null,null,null,null,null,null,null,null,null,null,null,null,null,null,null,null,null,null,null,null,null,null,null,null,null,null,null,null,null,null,null,null,null,null,null,null,null,null,null,null,null,null,null,null,null,null,null,null,null,null,null,null,null,null,null,null,null,null,null,null,null,null,null,null,null,null,null,null,null,null,null,null,null,null,null,null,null,null,null,null,null,null,null,null,null,null,null,null,null,null,null,null,null,null,null,null,null,null,null,null,null,null,null,null,null,null,null,null,null,null,null,null,null,null,null,null,null,null,null,null,null,null,null,null,null,null,null,null,null,null,null,null,null,null,null,null,null,null,null,null,null,null,null,null,null,null,null,null,null,null,null,null,null,null,null,null,null,null,null,null,null,null,null,null,null,null,null,null,null,null,null,null,null,null,null,null,null,null,null,null,null,null,null,null,null,null,null,null,null,null,null,null,null,null,null,null,null,null,null,null,null,null,null,null,null,null,null,null,null,null,null,null,null,null,null,null,null,null,null,null,null,null,null,null,null,null,null,null,null,42,0,null,null,0,null,0,0,null,52,0,null,null,0,null,16,0,null,0,0,null,24,0,null,null,0,null,30,0,null,52,0,null,0,0,null,0,0,null,0,0,null,34,0,null,24,0,null,26,0,null,null,0,null,null,0,null,14,0,null,30,0,null,30,0,null,70,0,null,46,0,null,72,0,null,null,0,null,48,0,null,8,0,null,null,0,null,30,0,null,null,null,null,null,null,null,null,null,null,null,null,null,null,null,null,null,null,null,null,null,null,null,null,null,60,0]
["4.8","P",8,"Cementni suvi estrih (cementna košuljica).\nPripremljeno cementno praškasto vezivo","Cement dry screed (cement screed)\nPrepared cement powder binder","kg",{"$f":"CENA!G82","v":0},54120,0,null,null,null,null,null,null,null,null,null,null,null,null,null,null,null,null,null,null,null,null,null,null,null,null,null,null,null,null,null,null,null,null,null,null,null,null,null,null,null,null,null,null,null,null,null,null,null,null,null,null,null,null,null,null,null,null,null,null,null,null,null,null,null,null,null,null,null,null,null,null,null,null,null,null,null,null,null,null,null,null,null,null,null,null,null,0,null,null,0,null,null,0,null,null,null,null,null,null,null,null,null,null,null,null,null,null,null,null,null,null,null,null,null,null,null,null,null,null,null,null,null,null,null,null,null,null,null,null,null,null,null,null,null,null,null,null,null,null,null,null,null,null,null,null,null,null,null,null,null,null,0,0,null,0,0,null,0,0,null,null,null,null,0,0,null,null,null,null,null,null,null,null,null,null,null,null,null,null,null,null,null,null,null,null,null,null,null,null,null,null,null,null,null,null,null,null,null,null,null,null,null,null,null,null,null,null,null,null,null,null,null,null,null,null,null,null,null,null,null,null,null,null,null,null,null,null,null,null,null,null,null,null,null,null,null,null,null,null,null,null,null,null,null,null,null,null,null,null,null,null,null,null,null,null,null,null,null,null,null,null,null,null,null,null,null,null,null,null,null,null,null,null,null,null,null,null,null,null,null,null,null,null,null,null,null,null,null,null,null,null,null,null,null,null,null,null,null,null,null,null,null,null,null,null,null,null,null,null,null,null,null,null,null,null,null,null,null,null,null,null,null,null,null,null,null,null,null,null,null,null,null,null,null,null,null,null,null,null,null,null,null,null,null,null,null,null,null,null,null,null,null,null,null,null,null,null,null,null,null,null,null,null,null,null,null,null,null,null,null,null,null,null,null,null,null,null,null,null,null,null,null,null,null,null,null,null,null,null,null,null,null,null,null,null,null,null,null,null,null,null,null,null,null,null,null,null,null,null,null,null,null,null,null,null,null,null,null,null,null,null,null,null,null,null,null,null,null,null,null,null,null,null,null,null,null,null,null,null,null,null,null,null,0,null,9760,0,null,0,0,null,5200,0,null,null,0,null,1600,0,null,0,0,null,null,0,null,null,0,null,5320,0,null,0,0,null,0,0,null,560,0,null,0,0,null,3280,0,null,2400,0,null,0,0,null,null,0,null,null,0,null,0,0,null,null,0,null,2880,0,null,8000,0,null,6520,0,null,null,0,null,null,0,null,4600,0,null,0,0,null,null,0,null,0,0,null,null,null,null,null,null,null,null,null,null,null,null,null,null,null,null,null,null,null,null,null,null,null,null,null,4000,0]
["4.10.1",null,"A","debljine d=2 cm","d=2 cm","m2",{"$f":"CENA!G85","v":0},{"$f":"J94+M94+P94+S94+AQ94+CJ94+DK94+FD94+V94+Y94+AB94+AE94+AH94+AK94+AN94+AT94+AW94+AZ94+BC94+BF94+BI94+BL94+BO94+BR94+BU94+BX94+CA94+CD94+CG94+CM94+CP94+CS94+CV94+CY94+DB94+DE94+DH94+DN94+DQ94+DT94+DW94+DZ94+EC94+EF94+EI94+EL94+EO94+ER94+EU94+EX94+FA94+FG94+FJ94+FM94+FP94+FS94+FV94+FY94+GB94+GE94+GH94+GK94+GN94+GQ94+GT94+GW94+GZ94+HC94+HF94+HI94+HL94+HO94+HR94+HU94+HX94+IA94+ID94+IG94+IJ94+IM94+IP94+IS94+IV94+IY94+JB94+JE94+JH94+JK94+JN94+JQ94+JT94+JW94+JZ94+KC94+KF94+KI94+KL94+KO94+KR94+KU94+KX94+LA94+LD94+LG94+LJ94+LM94+LP94+LS94+LV94+LY94+MB94+ME94+MH94+MK94+MN94+MQ94+MT94+MW94+MZ94+NC94+NF94+NI94+NL94+NO94+NR94+NU94+NX94+OA94+OD94+OG94+OJ94+OM94+OP94+OS94+OV94+OY94+PB94+PE94+PH94+PK94+PN94+PQ94+PT94+PW94+PZ94+QC94+QF94+QI94+QL94+QO94+QR94+QU94+QX94+RA94+RD94+RG94+RJ94+RM94+RP94+RS94+RV94+RY94+SB94+SE94+SH94+SK94+SN94+SQ94+ST94+SW94+SZ94+TC94+TF94+TI94+TL94+TO94+TR94+TU94+TX94+UA94+UD94+UG94+UJ94+UM94+UP94+US94","v":1085},{"$f":"G94*H94","v":0},null,null,null,null,null,null,null,null,null,null,null,null,null,null,null,null,null,null,null,null,null,null,null,null,null,null,null,null,null,null,null,null,null,null,null,null,null,null,null,null,null,null,null,null,null,null,null,null,null,null,null,null,null,null,null,null,null,null,null,null,null,null,null,null,null,null,null,null,null,null,null,null,null,null,null,null,null,null,null,null,null,null,null,null,30,{"$f":"$G94*CP94","v":0},null,45,{"$f":"$G94*CS94","v":0},null,30,{"$f":"$G94*CV94","v":0},null,null,null,null,null,null,null,null,null,null,null,null,null,null,null,null,null,null,null,null,null,null,null,null,null,null,null,null,null,null,null,null,null,null,null,null,null,null,null,null,null,null,null,null,null,null,null,null,null,null,null,null,null,null,null,null,null,null,45,{"$f":"$G94*FD94","v":0},null,45,{"$f":"$G94*FG94","v":0},null,30,{"$f":"$G94*FJ94","v":0},null,null,null,null,15,{"$f":"$G94*FP94","v":0},null,null,null,null,null,null,null,null,null,null,null,null,null,null,null,null,null,null,null,null,null,null,null,null,null,null,null,null,null,null,null,null,null,null,null,null,null,null,null,null,null,null,null,null,null,null,null,null,null,null,null,null,null,null,null,null,null,null,null,null,null,null,null,null,null,null,null,null,null,null,null,null,null,null,null,null,null,null,null,null,null,null,null,null,null,null,null,null,null,null,null,null,null,null,null,null,null,null,null,null,null,null,null,null,null,null,null,null,null,null,null,null,null,null,null,null,null,null,null,null,null,null,null,null,null,null,null,null,null,null,null,null,null,null,null,null,null,null,null,null,null,null,null,null,null,null,null,null,null,null,null,null,null,null,null,null,null,null,null,null,null,null,null,null,null,null,null,null,null,null,null,null,null,null,null,null,null,null,null,null,null,null,null,null,null,null,null,null,null,null,null,null,null,null,null,null,null,null,null,null,null,null,null,null,null,null,null,null,null,null,null,null,null,null,null,null,null,null,null,null,null,null,null,null,null,null,null,null,null,null,null,null,null,null,null,null,null,null,null,null,null,null,null,null,null,null,null,null,null,null,null,null,null,null,null,null,null,null,null,null,null,null,null,null,null,null,null,null,null,null,null,null,null,null,null,null,null,null,{"$f":"$G94*QI94","v":0},null,105,{"$f":"$G94*QL94","v":0},null,15,{"$f":"$G94*QO94","v":0},null,75,{"$f":"$G94*QR94","v":0},null,null,{"$f":"$G94*QU94","v":0},null,30,{"$f":"$G94*QX94","v":0},null,0,{"$f":"$G94*RA94","v":0},null,15,{"$f":"$G94*RD94","v":0},null,null,{"$f":"$G94*RG94","v":0},null,60,{"$f":"$G94*RJ94","v":0},null,60,{"$f":"$G94*RM94","v":0},null,0,{"$f":"$G94*RP94","v":0},null,0,{"$f":"$G94*RS94","v":0},null,0,{"$f":"$G94*RV94","v":0},null,45,{"$f":"$G94*RY94","v":0},null,30,{"$f":"$G94*SB94","v":0},null,30,{"$f":"$G94*SE94","v":0},null,null,{"$f":"$G94*SH94","v":0},null,null,{"$f":"$G94*SK94","v":0},null,15,{"$f":"$G94*SN94","v":0},null,null,{"$f":"$G94*SQ94","v":0},null,30,{"$f":"$G94*ST94","v":0},null,105,{"$f":"$G94*SW94","v":0},null,90,{"$f":"$G94*SZ94","v":0},null,80,{"$f":"$G94*TC94","v":0},null,null,{"$f":"$G94*TF94","v":0},null,60,{"$f":"$G94*TI94","v":0},null,0,{"$f":"$G94*TL94","v":0},null,null,{"$f":"$G94*TO94","v":0},null,0,{"$f":"$G94*TR94","v":0},null,null,null,null,null,null,null,null,null,null,null,null,null,null,null,null,null,null,null,null,null,null,null,null,null,0,{"$f":"$G94*US94","v":0}]
["5.1","F",1,"EPS za termoizolaciju fasadnih zidova\nploča od ekspandiranog polistirena ","Thermal insulation for facade walls (EPS)\nplates made of expanded polystyrene","/","/","/","/",null,null,null,null,null,null,null,null,null,null,null,null,null,null,null,null,null,null,null,null,null,null,null,null,null,null,null,null,null,null,null,null,null,null,null,null,null,null,null,null,null,null,null,null,null,null,null,null,null,null,null,null,null,null,null,null,null,null,null,null,null,null,null,null,null,null,null,null,null,null,null,null,null,null,null,null,null,null,null,null,null,null,null,null,"/","/",null,"/","/",null,"/","/",null,null,null,null,null,null,null,null,null,null,null,null,null,null,null,null,null,null,null,null,null,null,null,null,null,null,null,null,null,null,null,null,null,null,null,null,null,null,null,null,null,null,null,null,null,null,null,null,null,null,null,null,null,null,null,null,null,null,"/","/",null,"/","/",null,"/","/",null,null,null,null,"/","/",null,null,null,null,null,null,null,null,null,null,null,null,null,null,null,null,null,null,null,null,null,null,null,null,null,null,null,null,null,null,null,null,null,null,null,null,null,null,null,null,null,null,null,null,null,null,null,null,null,null,null,null,null,null,null,null,null,null,null,null,null,null,null,null,null,null,null,null,null,null,null,null,null,null,null,null,null,null,null,null,null,null,null,null,null,null,null,null,null,null,null,null,null,null,null,null,null,null,null,null,null,null,null,null,null,null,null,null,null,null,null,null,null,null,null,null,null,null,null,null,null,null,null,null,null,null,null,null,null,null,null,null,null,null,null,null,null,null,null,null,null,null,null,null,null,null,null,null,null,null,null,null,null,null,null,null,null,null,null,null,null,null,null,null,null,null,null,null,null,null,null,null,null,null,null,null,null,null,null,null,null,null,null,null,null,null,null,null,null,null,null,null,null,null,null,null,null,null,null,null,null,null,null,null,null,null,null,null,null,null,null,null,null,null,null,null,null,null,null,null,null,null,null,null,null,null,null,null,null,null,null,null,null,null,null,null,null,null,null,null,null,null,null,null,null,null,null,null,null,null,null,null,null,null,null,null,null,null,null,null,null,null,null,null,null,null,null,null,null,null,null,null,null,null,null,null,null,"/","/",null,"/","/",null,"/","/",null,"/","/",null,"/","/",null,"/","/",null,"/","/",null,"/","/",null,"/","/",null,"/","/",null,"/","/",null,"/","/",null,"/","/",null,"/","/",null,"/","/",null,"/","/",null,"/","/",null,"/","/",null,"/","/",null,"/","/",null,"/","/",null,"/","/",null,"/","/",null,"/","/",null,"/","/",null,"/","/",null,"/","/",null,"/","/",null,"/","/",null,"/","/",null,null,null,null,null,null,null,null,null,null,null,null,null,null,null,null,null,null,null,null,null,null,null,null,null,"/","/"]
["5.1.3",null,"C","debljina d=12 cm","d=12 cm","m2",{"$f":"CENA!G92","v":0},218,0,null,null,null,null,null,null,null,null,null,null,null,null,null,null,null,null,null,null,null,null,null,null,null,null,null,null,null,null,null,null,null,null,null,null,null,null,null,null,null,null,null,null,null,null,null,null,null,null,null,null,null,null,null,null,null,null,null,null,null,null,null,null,null,null,null,null,null,null,null,null,null,null,null,null,null,null,null,null,null,null,null,null,null,null,null,0,null,null,0,null,218,0,null,null,null,null,null,null,null,null,null,null,null,null,null,null,null,null,null,null,null,null,null,null,null,null,null,null,null,null,null,null,null,null,null,null,null,null,null,null,null,null,null,null,null,null,null,null,null,null,null,null,null,null,null,null,null,null,null,null,0,0,null,0,0,null,0,0,null,null,null,null,0,0,null,null,null,null,null,null,null,null,null,null,null,null,null,null,null,null,null,null,null,null,null,null,null,null,null,null,null,null,null,null,null,null,null,null,null,null,null,null,null,null,null,null,null,null,null,null,null,null,null,null,null,null,null,null,null,null,null,null,null,null,null,null,null,null,null,null,null,null,null,null,null,null,null,null,null,null,null,null,null,null,null,null,null,null,null,null,null,null,null,null,null,null,null,null,null,null,null,null,null,null,null,null,null,null,null,null,null,null,null,null,null,null,null,null,null,null,null,null,null,null,null,null,null,null,null,null,null,null,null,null,null,null,null,null,null,null,null,null,null,null,null,null,null,null,null,null,null,null,null,null,null,null,null,null,null,null,null,null,null,null,null,null,null,null,null,null,null,null,null,null,null,null,null,null,null,null,null,null,null,null,null,null,null,null,null,null,null,null,null,null,null,null,null,null,null,null,null,null,null,null,null,null,null,null,null,null,null,null,null,null,null,null,null,null,null,null,null,null,null,null,null,null,null,null,null,null,null,null,null,null,null,null,null,null,null,null,null,null,null,null,null,null,null,null,null,null,null,null,null,null,null,null,null,null,null,null,null,null,null,null,null,null,null,null,null,null,null,null,null,null,null,null,null,null,null,null,null,null,0,null,null,0,null,0,0,null,0,0,null,null,0,null,0,0,null,0,0,null,null,0,null,null,0,null,null,0,null,0,0,null,0,0,null,0,0,null,0,0,null,null,0,null,null,0,null,0,0,null,null,0,null,null,0,null,0,0,null,null,0,null,null,0,null,0,0,null,0,0,null,null,0,null,null,0,null,null,0,null,0,0,null,null,0,null,0,0,null,null,null,null,null,null,null,null,null,null,null,null,null,null,null,null,null,null,null,null,null,null,null,null,null,0,0]
["5.3","F",3,"Armaturna (rabic) staklena mrežica.\nVisokokvalitetna alkalno postojana staklena mrežica","Reinforcing (rabic) fiberglass mesh\nHigh quality alkali resistant fiberglass mesh","m2",{"$f":"CENA!G95","v":0},7300,0,null,null,null,null,null,null,null,null,null,null,null,null,null,null,null,null,null,null,null,null,null,null,null,null,null,null,null,null,null,null,null,null,null,null,null,null,null,null,null,null,null,null,null,null,null,null,null,null,null,null,null,null,null,null,null,null,null,null,null,null,null,null,null,null,null,null,null,null,null,null,null,null,null,null,null,null,null,null,null,null,null,null,null,null,150,0,null,150,0,null,250,0,null,null,null,null,null,null,null,null,null,null,null,null,null,null,null,null,null,null,null,null,null,null,null,null,null,null,null,null,null,null,null,null,null,null,null,null,null,null,null,null,null,null,null,null,null,null,null,null,null,null,null,null,null,null,null,null,null,null,200,0,null,250,0,null,250,0,null,null,null,null,200,0,null,null,null,null,null,null,null,null,null,null,null,null,null,null,null,null,null,null,null,null,null,null,null,null,null,null,null,null,null,null,null,null,null,null,null,null,null,null,null,null,null,null,null,null,null,null,null,null,null,null,null,null,null,null,null,null,null,null,null,null,null,null,null,null,null,null,null,null,null,null,null,null,null,null,null,null,null,null,null,null,null,null,null,null,null,null,null,null,null,null,null,null,null,null,null,null,null,null,null,null,null,null,null,null,null,null,null,null,null,null,null,null,null,null,null,null,null,null,null,null,null,null,null,null,null,null,null,null,null,null,null,null,null,null,null,null,null,null,null,null,null,null,null,null,null,null,null,null,null,null,null,null,null,null,null,null,null,null,null,null,null,null,null,null,null,null,null,null,null,null,null,null,null,null,null,null,null,null,null,null,null,null,null,null,null,null,null,null,null,null,null,null,null,null,null,null,null,null,null,null,null,null,null,null,null,null,null,null,null,null,null,null,null,null,null,null,null,null,null,null,null,null,null,null,null,null,null,null,null,null,null,null,null,null,null,null,null,null,null,null,null,null,null,null,null,null,null,null,null,null,null,null,null,null,null,null,null,null,null,null,null,null,null,null,null,null,null,null,null,null,null,null,null,null,null,null,null,150,0,null,250,0,null,150,0,null,200,0,null,100,0,null,200,0,null,300,0,null,100,0,null,200,0,null,null,0,null,200,0,null,250,0,null,300,0,null,0,0,null,200,0,null,200,0,null,150,0,null,150,0,null,200,0,null,100,0,null,200,0,null,150,0,null,450,0,null,300,0,null,250,0,null,250,0,null,100,0,null,200,0,null,200,0,null,150,0,null,null,null,null,null,null,null,null,null,null,null,null,null,null,null,null,null,null,null,null,null,null,null,null,null,200,0]
["5.4","F",4,"Aktivni predpremaz pre nanošenja tankoslojnog fasadnog maltera.\npredpremaz za izjednačavanje upijanja - podloga","Active primer before applying the thin-layer plaster primer for the equalization of absorption surface","kg",{"$f":"CENA!G96","v":0},1675,0,null,null,null,null,null,null,null,null,null,null,null,null,null,null,null,null,null,null,null,null,null,null,null,null,null,null,null,null,null,null,null,null,null,null,null,null,null,null,null,null,null,null,null,null,null,null,null,null,null,null,null,null,null,null,null,null,null,null,null,null,null,null,null,null,null,null,null,null,null,null,null,null,null,null,null,null,null,null,null,null,null,null,null,null,25,0,null,null,0,null,50,0,null,null,null,null,null,null,null,null,null,null,null,null,null,null,null,null,null,null,null,null,null,null,null,null,null,null,null,null,null,null,null,null,null,null,null,null,null,null,null,null,null,null,null,null,null,null,null,null,null,null,null,null,null,null,null,null,null,null,50,0,null,50,0,null,50,0,null,null,null,null,50,0,null,null,null,null,null,null,null,null,null,null,null,null,null,null,null,null,null,null,null,null,null,null,null,null,null,null,null,null,null,null,null,null,null,null,null,null,null,null,null,null,null,null,null,null,null,null,null,null,null,null,null,null,null,null,null,null,null,null,null,null,null,null,null,null,null,null,null,null,null,null,null,null,null,null,null,null,null,null,null,null,null,null,null,null,null,null,null,null,null,null,null,null,null,null,null,null,null,null,null,null,null,null,null,null,null,null,null,null,null,null,null,null,null,null,null,null,null,null,null,null,null,null,null,null,null,null,null,null,null,null,null,null,null,null,null,null,null,null,null,null,null,null,null,null,null,null,null,null,null,null,null,null,null,null,null,null,null,null,null,null,null,null,null,null,null,null,null,null,null,null,null,null,null,null,null,null,null,null,null,null,null,null,null,null,null,null,null,null,null,null,null,null,null,null,null,null,null,null,null,null,null,null,null,null,null,null,null,null,null,null,null,null,null,null,null,null,null,null,null,null,null,null,null,null,null,null,null,null,null,null,null,null,null,null,null,null,null,null,null,null,null,null,null,null,null,null,null,null,null,null,null,null,null,null,null,null,null,null,null,null,null,null,null,null,null,null,null,null,null,null,null,null,null,null,null,null,null,25,0,null,50,0,null,50,0,null,50,0,null,50,0,null,50,0,null,75,0,null,50,0,null,50,0,null,null,0,null,50,0,null,50,0,null,75,0,null,75,0,null,50,0,null,null,0,null,0,0,null,25,0,null,50,0,null,50,0,null,50,0,null,50,0,null,75,0,null,50,0,null,50,0,null,50,0,null,25,0,null,50,0,null,50,0,null,25,0,null,null,null,null,null,null,null,null,null,null,null,null,null,null,null,null,null,null,null,null,null,null,null,null,null,50,0]
["5.5.2",null,"B","boja približna RAL 6005 -pastelno zelena","color similar to RAL 6005 pastel-green","kg",{"$f":"CENA!G99","v":0},0,0,null,null,null,null,null,null,null,null,null,null,null,null,null,null,null,null,null,null,null,null,null,null,null,null,null,null,null,null,null,null,null,null,null,null,null,null,null,null,null,null,null,null,null,null,null,null,null,null,null,null,null,null,null,null,null,null,null,null,null,null,null,null,null,null,null,null,null,null,null,null,null,null,null,null,null,null,null,null,null,null,null,null,null,null,null,{"$f":"$G108*CP108","v":0},null,null,0,null,null,{"$f":"$G108*CV108","v":0},null,null,null,null,null,null,null,null,null,null,null,null,null,null,null,null,null,null,null,null,null,null,null,null,null,null,null,null,null,null,null,null,null,null,null,null,null,null,null,null,null,null,null,null,null,null,null,null,null,null,null,null,null,null,null,null,null,null,0,{"$f":"$G108*FD108","v":0},null,0,{"$f":"$G108*FG108","v":0},null,0,{"$f":"$G108*FJ108","v":0},null,null,null,null,0,{"$f":"$G108*FP108","v":0},null,null,null,null,null,null,null,null,null,null,null,null,null,null,null,null,null,null,null,null,null,null,null,null,null,null,null,null,null,null,null,null,null,null,null,null,null,null,null,null,null,null,null,null,null,null,null,null,null,null,null,null,null,null,null,null,null,null,null,null,null,null,null,null,null,null,null,null,null,null,null,null,null,null,null,null,null,null,null,null,null,null,null,null,null,null,null,null,null,null,null,null,null,null,null,null,null,null,null,null,null,null,null,null,null,null,null,null,null,null,null,null,null,null,null,null,null,null,null,null,null,null,null,null,null,null,null,null,null,null,null,null,null,null,null,null,null,null,null,null,null,null,null,null,null,null,null,null,null,null,null,null,null,null,null,null,null,null,null,null,null,null,null,null,null,null,null,null,null,null,null,null,null,null,null,null,null,null,null,null,null,null,null,null,null,null,null,null,null,null,null,null,null,null,null,null,null,null,null,null,null,null,null,null,null,null,null,null,null,null,null,null,null,null,null,null,null,null,null,null,null,null,null,null,null,null,null,null,null,null,null,null,null,null,null,null,null,null,null,null,null,null,null,null,null,null,null,null,null,null,null,null,null,null,null,null,null,null,null,null,null,null,null,null,null,null,null,null,null,null,null,null,null,null,null,null,null,null,{"$f":"$G108*QI108","v":0},null,null,{"$f":"$G108*QL108","v":0},null,0,{"$f":"$G108*QO108","v":0},null,0,{"$f":"$G108*QR108","v":0},null,null,{"$f":"$G108*QU108","v":0},null,0,{"$f":"$G108*QX108","v":0},null,0,{"$f":"$G108*RA108","v":0},null,null,{"$f":"$G108*RD108","v":0},null,null,{"$f":"$G108*RG108","v":0},null,null,{"$f":"$G108*RJ108","v":0},null,0,{"$f":"$G108*RM108","v":0},null,0,0,null,0,0,null,0,{"$f":"$G108*RV108","v":0},null,null,0,null,null,{"$f":"$G108*SB108","v":0},null,0,{"$f":"$G108*SE108","v":0},null,null,{"$f":"$G108*SH108","v":0},null,null,{"$f":"$G108*SK108","v":0},null,0,{"$f":"$G108*SN108","v":0},null,null,{"$f":"$G108*SQ108","v":0},null,null,{"$f":"$G108*ST108","v":0},null,0,{"$f":"$G108*SW108","v":0},null,0,{"$f":"$G108*SZ108","v":0},null,null,{"$f":"$G108*TC108","v":0},null,null,{"$f":"$G108*TF108","v":0},null,null,{"$f":"$G108*TI108","v":0},null,0,0,null,null,0,null,0,{"$f":"$G108*TR108","v":0},null,null,null,null,null,null,null,null,null,null,null,null,null,null,null,null,null,null,null,null,null,null,null,null,null,0,{"$f":"$G108*US108","v":0}]
["6","H",null,"MATERIJAL ZA HIDRO IZOLACIJE","WATERPROOFING MATERIAL"]
["6.3","H",3,"Ter papir Bitumenska hidroizolaciona traka.","Ter paper Bituminous waterproofing tape.","m2",{"$f":"CENA!G107","v":0},0,0,null,null,null,null,null,null,null,null,null,null,null,null,null,null,null,null,null,null,null,null,null,null,null,null,null,null,null,null,null,null,null,null,null,null,null,null,null,null,null,null,null,null,null,null,null,null,null,null,null,null,null,null,null,null,null,null,null,null,null,null,null,null,null,null,null,null,null,null,null,null,null,null,null,null,null,null,null,null,null,null,null,null,null,null,null,{"$f":"$G116*CP116","v":0},null,null,{"$f":"$G116*CS116","v":0},null,null,{"$f":"$G116*CV116","v":0},null,null,null,null,null,null,null,null,null,null,null,null,null,null,null,null,null,null,null,null,null,null,null,null,null,null,null,null,null,null,null,null,null,null,null,null,null,null,null,null,null,null,null,null,null,null,null,null,null,null,null,null,null,null,null,null,null,null,0,{"$f":"$G116*FD116","v":0},null,0,{"$f":"$G116*FG116","v":0},null,0,{"$f":"$G116*FJ116","v":0},null,null,null,null,0,{"$f":"$G116*FP116","v":0},null,null,null,null,null,null,null,null,null,null,null,null,null,null,null,null,null,null,null,null,null,null,null,null,null,null,null,null,null,null,null,null,null,null,null,null,null,null,null,null,null,null,null,null,null,null,null,null,null,null,null,null,null,null,null,null,null,null,null,null,null,null,null,null,null,null,null,null,null,null,null,null,null,null,null,null,null,null,null,null,null,null,null,null,null,null,null,null,null,null,null,null,null,null,null,null,null,null,null,null,null,null,null,null,null,null,null,null,null,null,null,null,null,null,null,null,null,null,null,null,null,null,null,null,null,null,null,null,null,null,null,null,null,null,null,null,null,null,null,null,null,null,null,null,null,null,null,null,null,null,null,null,null,null,null,null,null,null,null,null,null,null,null,null,null,null,null,null,null,null,null,null,null,null,null,null,null,null,null,null,null,null,null,null,null,null,null,null,null,null,null,null,null,null,null,null,null,null,null,null,null,null,null,null,null,null,null,null,null,null,null,null,null,null,null,null,null,null,null,null,null,null,null,null,null,null,null,null,null,null,null,null,null,null,null,null,null,null,null,null,null,null,null,null,null,null,null,null,null,null,null,null,null,null,null,null,null,null,null,null,null,null,null,null,null,null,null,null,null,null,null,null,null,null,null,null,null,null,{"$f":"$G116*QI116","v":0},null,null,{"$f":"$G116*QL116","v":0},null,null,{"$f":"$G116*QO116","v":0},null,0,{"$f":"$G116*QR116","v":0},null,null,{"$f":"$G116*QU116","v":0},null,0,{"$f":"$G116*QX116","v":0},null,0,{"$f":"$G116*RA116","v":0},null,null,{"$f":"$G116*RD116","v":0},null,null,{"$f":"$G116*RG116","v":0},null,null,{"$f":"$G116*RJ116","v":0},null,0,{"$f":"$G116*RM116","v":0},null,0,0,null,0,0,null,0,{"$f":"$G116*RV116","v":0},null,null,{"$f":"$G116*RY116","v":0},null,null,{"$f":"$G116*SB116","v":0},null,0,{"$f":"$G116*SE116","v":0},null,null,{"$f":"$G116*SH116","v":0},null,null,{"$f":"$G116*SK116","v":0},null,0,{"$f":"$G116*SN116","v":0},null,null,{"$f":"$G116*SQ116","v":0},null,null,{"$f":"$G116*ST116","v":0},null,0,{"$f":"$G116*SW116","v":0},null,0,{"$f":"$G116*SZ116","v":0},null,null,{"$f":"$G116*TC116","v":0},null,null,{"$f":"$G116*TF116","v":0},null,null,{"$f":"$G116*TI116","v":0},null,0,0,null,null,0,null,0,{"$f":"$G116*TR116","v":0},null,null,null,null,null,null,null,null,null,null,null,null,null,null,null,null,null,null,null,null,null,null,null,null,null,0,{"$f":"$G116*US116","v":0}]
["7","S",null,"STOLARIJA","DOORS AND WINDOWS"]
["7.1.3",null,"C","DK 120x210 cm - Leva       90+30 cm","two wings 120x210 cm - Left        90+30 cm","kom/pcs",{"$f":"CENA!G114","v":0},11,0,null,null,null,null,null,null,null,null,null,null,null,null,null,null,null,null,null,null,null,null,null,null,null,null,null,null,null,null,null,null,null,null,null,null,null,null,null,null,null,null,null,null,null,null,null,null,null,null,null,null,null,null,null,null,null,null,null,null,null,null,null,null,null,null,null,null,null,null,null,null,null,null,null,null,null,null,null,null,null,null,null,null,null,null,null,{"$f":"$G123*CP123","v":0},null,1,0,null,1,{"$f":"$G123*CV123","v":0},null,null,null,null,null,null,null,null,null,null,null,null,null,null,null,null,null,null,null,null,null,null,null,null,null,null,null,null,null,null,null,null,null,null,null,null,null,null,null,null,null,null,null,null,null,null,null,null,null,null,null,null,null,null,null,null,null,null,0,{"$f":"$G123*FD123","v":0},null,1,{"$f":"$G123*FG123","v":0},null,0,{"$f":"$G123*FJ123","v":0},null,null,null,null,1,{"$f":"$G123*FP123","v":0},null,null,null,null,null,null,null,null,null,null,null,null,null,null,null,null,null,null,null,null,null,null,null,null,null,null,null,null,null,null,null,null,null,null,null,null,null,null,null,null,null,null,null,null,null,null,null,null,null,null,null,null,null,null,null,null,null,null,null,null,null,null,null,null,null,null,null,null,null,null,null,null,null,null,null,null,null,null,null,null,null,null,null,null,null,null,null,null,null,null,null,null,null,null,null,null,null,null,null,null,null,null,null,null,null,null,null,null,null,null,null,null,null,null,null,null,null,null,null,null,null,null,null,null,null,null,null,null,null,null,null,null,null,null,null,null,null,null,null,null,null,null,null,null,null,null,null,null,null,null,null,null,null,null,null,null,null,null,null,null,null,null,null,null,null,null,null,null,null,null,null,null,null,null,null,null,null,null,null,null,null,null,null,null,null,null,null,null,null,null,null,null,null,null,null,null,null,null,null,null,null,null,null,null,null,null,null,null,null,null,null,null,null,null,null,null,null,null,null,null,null,null,null,null,null,null,null,null,null,null,null,null,null,null,null,null,null,null,null,null,null,null,null,null,null,null,null,null,null,null,null,null,null,null,null,null,null,null,null,null,null,null,null,null,null,null,null,null,null,null,null,null,null,null,null,null,null,1,{"$f":"$G123*QI123","v":0},null,null,{"$f":"$G123*QL123","v":0},null,null,{"$f":"$G123*QO123","v":0},null,0,{"$f":"$G123*QR123","v":0},null,null,{"$f":"$G123*QU123","v":0},null,0,{"$f":"$G123*QX123","v":0},null,0,{"$f":"$G123*RA123","v":0},null,null,{"$f":"$G123*RD123","v":0},null,1,{"$f":"$G123*RG123","v":0},null,1,{"$f":"$G123*RJ123","v":0},null,0,{"$f":"$G123*RM123","v":0},null,1,0,null,0,0,null,0,{"$f":"$G123*RV123","v":0},null,null,0,null,null,{"$f":"$G123*SB123","v":0},null,0,{"$f":"$G123*SE123","v":0},null,null,{"$f":"$G123*SH123","v":0},null,null,{"$f":"$G123*SK123","v":0},null,0,{"$f":"$G123*SN123","v":0},null,null,{"$f":"$G123*SQ123","v":0},null,null,{"$f":"$G123*ST123","v":0},null,0,{"$f":"$G123*SW123","v":0},null,0,{"$f":"$G123*SZ123","v":0},null,1,{"$f":"$G123*TC123","v":0},null,1,{"$f":"$G123*TF123","v":0},null,null,{"$f":"$G123*TI123","v":0},null,0,0,null,1,0,null,0,{"$f":"$G123*TR123","v":0},null,null,null,null,null,null,null,null,null,null,null,null,null,null,null,null,null,null,null,null,null,null,null,null,null,0,{"$f":"$G123*US123","v":0}]
["7.2.1",null,"A","JK     60x60 cm ","one wing 60x60 cm ","kom/pcs",{"$f":"CENA!G117","v":0},{"$f":"J126+M126+P126+S126+AQ126+CJ126+DK126+FD126+V126+Y126+AB126+AE126+AH126+AK126+AN126+AT126+AW126+AZ126+BC126+BF126+BI126+BL126+BO126+BR126+BU126+BX126+CA126+CD126+CG126+CM126+CP126+CS126+CV126+CY126+DB126+DE126+DH126+DN126+DQ126+DT126+DW126+DZ126+EC126+EF126+EI126+EL126+EO126+ER126+EU126+EX126+FA126+FG126+FJ126+FM126+FP126+FS126+FV126+FY126+GB126+GE126+GH126+GK126+GN126+GQ126+GT126+GW126+GZ126+HC126+HF126+HI126+HL126+HO126+HR126+HU126+HX126+IA126+ID126+IG126+IJ126+IM126+IP126+IS126+IV126+IY126+JB126+JE126+JH126+JK126+JN126+JQ126+JT126+JW126+JZ126+KC126+KF126+KI126+KL126+KO126+KR126+KU126+KX126+LA126+LD126+LG126+LJ126+LM126+LP126+LS126+LV126+LY126+MB126+ME126+MH126+MK126+MN126+MQ126+MT126+MW126+MZ126+NC126+NF126+NI126+NL126+NO126+NR126+NU126+NX126+OA126+OD126+OG126+OJ126+OM126+OP126+OS126+OV126+OY126+PB126+PE126+PH126+PK126+PN126+PQ126+PT126+PW126+PZ126+QC126+QF126+QI126+QL126+QO126+QR126+QU126+QX126+RA126+RD126+RG126+RJ126+RM126+RP126+RS126+RV126+RY126+SB126+SE126+SH126+SK126+SN126+SQ126+ST126+SW126+SZ126+TC126+TF126+TI126+TL126+TO126+TR126+TU126+TX126+UA126+UD126+UG126+UJ126+UM126+UP126+US126","v":56},{"$f":"G126*H126","v":0},null,null,null,null,null,null,null,null,null,null,null,null,null,null,null,null,null,null,null,null,null,null,null,null,null,null,null,null,null,null,null,null,null,null,null,null,null,null,null,null,null,null,null,null,null,null,null,null,null,null,null,null,null,null,null,null,null,null,null,null,null,null,null,null,null,null,null,null,null,null,null,null,null,null,null,null,null,null,null,null,null,null,null,null,1,{"$f":"$G126*CP126","v":0},null,1,{"$f":"$G126*CS126","v":0},null,4,{"$f":"$G126*CV126","v":0},null,null,null,null,null,null,null,null,null,null,null,null,null,null,null,null,null,null,null,null,null,null,null,null,null,null,null,null,null,null,null,null,null,null,null,null,null,null,null,null,null,null,null,null,null,null,null,null,null,null,null,null,null,null,null,null,null,null,2,{"$f":"$G126*FD126","v":0},null,2,{"$f":"$G126*FG126","v":0},null,3,{"$f":"$G126*FJ126","v":0},null,null,null,null,2,{"$f":"$G126*FP126","v":0},null,null,null,null,null,null,null,null,null,null,null,null,null,null,null,null,null,null,null,null,null,null,null,null,null,null,null,null,null,null,null,null,null,null,null,null,null,null,null,null,null,null,null,null,null,null,null,null,null,null,null,null,null,null,null,null,null,null,null,null,null,null,null,null,null,null,null,null,null,null,null,null,null,null,null,null,null,null,null,null,null,null,null,null,null,null,null,null,null,null,null,null,null,null,null,null,null,null,null,null,null,null,null,null,null,null,null,null,null,null,null,null,null,null,null,null,null,null,null,null,null,null,null,null,null,null,null,null,null,null,null,null,null,null,null,null,null,null,null,null,null,null,null,null,null,null,null,null,null,null,null,null,null,null,null,null,null,null,null,null,null,null,null,null,null,null,null,null,null,null,null,null,null,null,null,null,null,null,null,null,null,null,null,null,null,null,null,null,null,null,null,null,null,null,null,null,null,null,null,null,null,null,null,null,null,null,null,null,null,null,null,null,null,null,null,null,null,null,null,null,null,null,null,null,null,null,null,null,null,null,null,null,null,null,null,null,null,null,null,null,null,null,null,null,null,null,null,null,null,null,null,null,null,null,null,null,null,null,null,null,null,null,null,null,null,null,null,null,null,null,null,null,null,null,null,null,null,4,{"$f":"$G126*QI126","v":0},null,null,{"$f":"$G126*QL126","v":0},null,2,{"$f":"$G126*QO126","v":0},null,0,{"$f":"$G126*QR126","v":0},null,null,{"$f":"$G126*QU126","v":0},null,0,{"$f":"$G126*QX126","v":0},null,0,{"$f":"$G126*RA126","v":0},null,6,{"$f":"$G126*RD126","v":0},null,1,{"$f":"$G126*RG126","v":0},null,null,{"$f":"$G126*RJ126","v":0},null,1,{"$f":"$G126*RM126","v":0},null,0,{"$f":"$G126*RP126","v":0},null,1,{"$f":"$G126*RS126","v":0},null,0,{"$f":"$G126*RV126","v":0},null,1,{"$f":"$G126*RY126","v":0},null,null,{"$f":"$G126*SB126","v":0},null,1,{"$f":"$G126*SE126","v":0},null,null,{"$f":"$G126*SH126","v":0},null,1,{"$f":"$G126*SK126","v":0},null,1,{"$f":"$G126*SN126","v":0},null,null,{"$f":"$G126*SQ126","v":0},null,3,{"$f":"$G126*ST126","v":0},null,1,{"$f":"$G126*SW126","v":0},null,2,{"$f":"$G126*SZ126","v":0},null,4,{"$f":"$G126*TC126","v":0},null,4,{"$f":"$G126*TF126","v":0},null,null,{"$f":"$G126*TI126","v":0},null,2,{"$f":"$G126*TL126","v":0},null,3,{"$f":"$G126*TO126","v":0},null,2,{"$f":"$G126*TR126","v":0},null,null,null,null,null,null,null,null,null,null,null,null,null,null,null,null,null,null,null,null,null,null,null,null,null,1,{"$f":"$G126*US126","v":0}]
["7.2.2",null,"B","JK     80x80 cm","one wing 80x80 cm","kom/pcs",{"$f":"CENA!G118","v":0},15,0,null,null,null,null,null,null,null,null,null,null,null,null,null,null,null,null,null,null,null,null,null,null,null,null,null,null,null,null,null,null,null,null,null,null,null,null,null,null,null,null,null,null,null,null,null,null,null,null,null,null,null,null,null,null,null,null,null,null,null,null,null,null,null,null,null,null,null,null,null,null,null,null,null,null,null,null,null,null,null,null,null,null,null,null,null,0,null,1,0,null,null,0,null,null,null,null,null,null,null,null,null,null,null,null,null,null,null,null,null,null,null,null,null,null,null,null,null,null,null,null,null,null,null,null,null,null,null,null,null,null,null,null,null,null,null,null,null,null,null,null,null,null,null,null,null,null,null,null,null,null,4,0,null,0,0,null,1,0,null,null,null,null,0,0,null,null,null,null,null,null,null,null,null,null,null,null,null,null,null,null,null,null,null,null,null,null,null,null,null,null,null,null,null,null,null,null,null,null,null,null,null,null,null,null,null,null,null,null,null,null,null,null,null,null,null,null,null,null,null,null,null,null,null,null,null,null,null,null,null,null,null,null,null,null,null,null,null,null,null,null,null,null,null,null,null,null,null,null,null,null,null,null,null,null,null,null,null,null,null,null,null,null,null,null,null,null,null,null,null,null,null,null,null,null,null,null,null,null,null,null,null,null,null,null,null,null,null,null,null,null,null,null,null,null,null,null,null,null,null,null,null,null,null,null,null,null,null,null,null,null,null,null,null,null,null,null,null,null,null,null,null,null,null,null,null,null,null,null,null,null,null,null,null,null,null,null,null,null,null,null,null,null,null,null,null,null,null,null,null,null,null,null,null,null,null,null,null,null,null,null,null,null,null,null,null,null,null,null,null,null,null,null,null,null,null,null,null,null,null,null,null,null,null,null,null,null,null,null,null,null,null,null,null,null,null,null,null,null,null,null,null,null,null,null,null,null,null,null,null,null,null,null,null,null,null,null,null,null,null,null,null,null,null,null,null,null,null,null,null,null,null,null,null,null,null,null,null,null,null,null,null,null,0,null,null,0,null,1,0,null,0,0,null,null,0,null,2,0,null,0,0,null,null,0,null,null,0,null,null,0,null,0,0,null,4,0,null,0,0,null,0,0,null,null,0,null,null,0,null,1,0,null,null,0,null,null,0,null,0,0,null,null,0,null,null,0,null,0,0,null,0,0,null,null,0,null,null,0,null,null,0,null,0,0,null,null,0,null,0,0,null,null,null,null,null,null,null,null,null,null,null,null,null,null,null,null,null,null,null,null,null,null,null,null,null,1,0]
["7.2.5",null,"E","JK  100x120 cm","one wing 100x120 cm","kom/pcs",{"$f":"CENA!G121","v":0},0,0,null,null,null,null,null,null,null,null,null,null,null,null,null,null,null,null,null,null,null,null,null,null,null,null,null,null,null,null,null,null,null,null,null,null,null,null,null,null,null,null,null,null,null,null,null,null,null,null,null,null,null,null,null,null,null,null,null,null,null,null,null,null,null,null,null,null,null,null,null,null,null,null,null,null,null,null,null,null,null,null,null,null,null,null,null,0,null,null,0,null,null,0,null,null,null,null,null,null,null,null,null,null,null,null,null,null,null,null,null,null,null,null,null,null,null,null,null,null,null,null,null,null,null,null,null,null,null,null,null,null,null,null,null,null,null,null,null,null,null,null,null,null,null,null,null,null,null,null,null,null,0,0,null,0,0,null,0,0,null,null,null,null,0,0,null,null,null,null,null,null,null,null,null,null,null,null,null,null,null,null,null,null,null,null,null,null,null,null,null,null,null,null,null,null,null,null,null,null,null,null,null,null,null,null,null,null,null,null,null,null,null,null,null,null,null,null,null,null,null,null,null,null,null,null,null,null,null,null,null,null,null,null,null,null,null,null,null,null,null,null,null,null,null,null,null,null,null,null,null,null,null,null,null,null,null,null,null,null,null,null,null,null,null,null,null,null,null,null,null,null,null,null,null,null,null,null,null,null,null,null,null,null,null,null,null,null,null,null,null,null,null,null,null,null,null,null,null,null,null,null,null,null,null,null,null,null,null,null,null,null,null,null,null,null,null,null,null,null,null,null,null,null,null,null,null,null,null,null,null,null,null,null,null,null,null,null,null,null,null,null,null,null,null,null,null,null,null,null,null,null,null,null,null,null,null,null,null,null,null,null,null,null,null,null,null,null,null,null,null,null,null,null,null,null,null,null,null,null,null,null,null,null,null,null,null,null,null,null,null,null,null,null,null,null,null,null,null,null,null,null,null,null,null,null,null,null,null,null,null,null,null,null,null,null,null,null,null,null,null,null,null,null,null,null,null,null,null,null,null,null,null,null,null,null,null,null,null,null,null,null,null,null,0,null,null,0,null,null,0,null,0,0,null,null,0,null,0,0,null,0,0,null,null,0,null,null,0,null,null,0,null,0,0,null,0,0,null,0,0,null,0,0,null,null,0,null,null,0,null,0,0,null,null,0,null,null,0,null,0,0,null,null,0,null,null,0,null,0,0,null,0,0,null,null,0,null,null,0,null,null,0,null,0,0,null,null,0,null,0,0,null,null,null,null,null,null,null,null,null,null,null,null,null,null,null,null,null,null,null,null,null,null,null,null,null,0,0]
["7.2.8",null,"H","DK  120x140 cm","two wings 120x140 cm","kom/pcs",{"$f":"CENA!G124","v":0},21,0,null,null,null,null,null,null,null,null,null,null,null,null,null,null,null,null,null,null,null,null,null,null,null,null,null,null,null,null,null,null,null,null,null,null,null,null,null,null,null,null,null,null,null,null,null,null,null,null,null,null,null,null,null,null,null,null,null,null,null,null,null,null,null,null,null,null,null,null,null,null,null,null,null,null,null,null,null,null,null,null,null,null,null,null,null,0,null,1,0,null,1,0,null,null,null,null,null,null,null,null,null,null,null,null,null,null,null,null,null,null,null,null,null,null,null,null,null,null,null,null,null,null,null,null,null,null,null,null,null,null,null,null,null,null,null,null,null,null,null,null,null,null,null,null,null,null,null,null,null,null,0,0,null,0,0,null,0,0,null,null,null,null,0,0,null,null,null,null,null,null,null,null,null,null,null,null,null,null,null,null,null,null,null,null,null,null,null,null,null,null,null,null,null,null,null,null,null,null,null,null,null,null,null,null,null,null,null,null,null,null,null,null,null,null,null,null,null,null,null,null,null,null,null,null,null,null,null,null,null,null,null,null,null,null,null,null,null,null,null,null,null,null,null,null,null,null,null,null,null,null,null,null,null,null,null,null,null,null,null,null,null,null,null,null,null,null,null,null,null,null,null,null,null,null,null,null,null,null,null,null,null,null,null,null,null,null,null,null,null,null,null,null,null,null,null,null,null,null,null,null,null,null,null,null,null,null,null,null,null,null,null,null,null,null,null,null,null,null,null,null,null,null,null,null,null,null,null,null,null,null,null,null,null,null,null,null,null,null,null,null,null,null,null,null,null,null,null,null,null,null,null,null,null,null,null,null,null,null,null,null,null,null,null,null,null,null,null,null,null,null,null,null,null,null,null,null,null,null,null,null,null,null,null,null,null,null,null,null,null,null,null,null,null,null,null,null,null,null,null,null,null,null,null,null,null,null,null,null,null,null,null,null,null,null,null,null,null,null,null,null,null,null,null,null,null,null,null,null,null,null,null,null,null,null,null,null,null,null,null,null,null,null,0,null,null,0,null,null,0,null,0,0,null,null,0,null,0,0,null,0,0,null,null,0,null,null,0,null,null,0,null,1,0,null,0,0,null,0,0,null,2,0,null,null,0,null,null,0,null,3,0,null,null,0,null,null,0,null,0,0,null,2,0,null,null,0,null,0,0,null,0,0,null,4,0,null,6,0,null,null,0,null,0,0,null,1,0,null,0,0,null,null,null,null,null,null,null,null,null,null,null,null,null,null,null,null,null,null,null,null,null,null,null,null,null,0,0]
["7.2.12",null,"L","DK  160x140 cm","two wings 160x140 cm","kom/pcs",{"$f":"CENA!G128","v":0},29,0,null,null,null,null,null,null,null,null,null,null,null,null,null,null,null,null,null,null,null,null,null,null,null,null,null,null,null,null,null,null,null,null,null,null,null,null,null,null,null,null,null,null,null,null,null,null,null,null,null,null,null,null,null,null,null,null,null,null,null,null,null,null,null,null,null,null,null,null,null,null,null,null,null,null,null,null,null,null,null,null,null,null,null,null,null,0,null,null,0,null,1,0,null,null,null,null,null,null,null,null,null,null,null,null,null,null,null,null,null,null,null,null,null,null,null,null,null,null,null,null,null,null,null,null,null,null,null,null,null,null,null,null,null,null,null,null,null,null,null,null,null,null,null,null,null,null,null,null,null,null,0,0,null,1,0,null,0,0,null,null,null,null,1,0,null,null,null,null,null,null,null,null,null,null,null,null,null,null,null,null,null,null,null,null,null,null,null,null,null,null,null,null,null,null,null,null,null,null,null,null,null,null,null,null,null,null,null,null,null,null,null,null,null,null,null,null,null,null,null,null,null,null,null,null,null,null,null,null,null,null,null,null,null,null,null,null,null,null,null,null,null,null,null,null,null,null,null,null,null,null,null,null,null,null,null,null,null,null,null,null,null,null,null,null,null,null,null,null,null,null,null,null,null,null,null,null,null,null,null,null,null,null,null,null,null,null,null,null,null,null,null,null,null,null,null,null,null,null,null,null,null,null,null,null,null,null,null,null,null,null,null,null,null,null,null,null,null,null,null,null,null,null,null,null,null,null,null,null,null,null,null,null,null,null,null,null,null,null,null,null,null,null,null,null,null,null,null,null,null,null,null,null,null,null,null,null,null,null,null,null,null,null,null,null,null,null,null,null,null,null,null,null,null,null,null,null,null,null,null,null,null,null,null,null,null,null,null,null,null,null,null,null,null,null,null,null,null,null,null,null,null,null,null,null,null,null,null,null,null,null,null,null,null,null,null,null,null,null,null,null,null,null,null,null,null,null,null,null,null,null,null,null,null,null,null,null,null,null,null,null,null,1,0,null,null,0,null,null,0,null,0,0,null,null,0,null,0,0,null,2,0,null,1,0,null,2,0,null,null,0,null,4,0,null,6,0,null,0,0,null,0,0,null,1,0,null,null,0,null,1,0,null,null,0,null,null,0,null,3,0,null,null,0,null,2,0,null,0,0,null,0,0,null,null,0,null,null,0,null,null,0,null,2,0,null,1,0,null,0,0,null,null,null,null,null,null,null,null,null,null,null,null,null,null,null,null,null,null,null,null,null,null,null,null,null,0,0]
["7.3.2",null,"B","dimenzije 78 x 98     (širinaxvisina)","78 x 98   (width x height)","kom/pcs",{"$f":"CENA!G131","v":0},0,0,null,null,null,null,null,null,null,null,null,null,null,null,null,null,null,null,null,null,null,null,null,null,null,null,null,null,null,null,null,null,null,null,null,null,null,null,null,null,null,null,null,null,null,null,null,null,null,null,null,null,null,null,null,null,null,null,null,null,null,null,null,null,null,null,null,null,null,null,null,null,null,null,null,null,null,null,null,null,null,null,null,null,null,null,null,{"$f":"$G140*CP140","v":0},null,null,0,null,null,{"$f":"$G140*CV140","v":0},null,null,null,null,null,null,null,null,null,null,null,null,null,null,null,null,null,null,null,null,null,null,null,null,null,null,null,null,null,null,null,null,null,null,null,null,null,null,null,null,null,null,null,null,null,null,null,null,null,null,null,null,null,null,null,null,null,null,0,{"$f":"$G140*FD140","v":0},null,0,{"$f":"$G140*FG140","v":0},null,0,{"$f":"$G140*FJ140","v":0},null,null,null,null,0,{"$f":"$G140*FP140","v":0},null,null,null,null,null,null,null,null,null,null,null,null,null,null,null,null,null,null,null,null,null,null,null,null,null,null,null,null,null,null,null,null,null,null,null,null,null,null,null,null,null,null,null,null,null,null,null,null,null,null,null,null,null,null,null,null,null,null,null,null,null,null,null,null,null,null,null,null,null,null,null,null,null,null,null,null,null,null,null,null,null,null,null,null,null,null,null,null,null,null,null,null,null,null,null,null,null,null,null,null,null,null,null,null,null,null,null,null,null,null,null,null,null,null,null,null,null,null,null,null,null,null,null,null,null,null,null,null,null,null,null,null,null,null,null,null,null,null,null,null,null,null,null,null,null,null,null,null,null,null,null,null,null,null,null,null,null,null,null,null,null,null,null,null,null,null,null,null,null,null,null,null,null,null,null,null,null,null,null,null,null,null,null,null,null,null,null,null,null,null,null,null,null,null,null,null,null,null,null,null,null,null,null,null,null,null,null,null,null,null,null,null,null,null,null,null,null,null,null,null,null,null,null,null,null,null,null,null,null,null,null,null,null,null,null,null,null,null,null,null,null,null,null,null,null,null,null,null,null,null,null,null,null,null,null,null,null,null,null,null,null,null,null,null,null,null,null,null,null,null,null,null,null,null,null,null,null,null,{"$f":"$G140*QI140","v":0},null,null,{"$f":"$G140*QL140","v":0},null,null,{"$f":"$G140*QO140","v":0},null,0,{"$f":"$G140*QR140","v":0},null,null,{"$f":"$G140*QU140","v":0},null,0,{"$f":"$G140*QX140","v":0},null,0,{"$f":"$G140*RA140","v":0},null,null,{"$f":"$G140*RD140","v":0},null,null,{"$f":"$G140*RG140","v":0},null,null,{"$f":"$G140*RJ140","v":0},null,0,{"$f":"$G140*RM140","v":0},null,0,0,null,0,0,null,0,{"$f":"$G140*RV140","v":0},null,null,0,null,null,{"$f":"$G140*SB140","v":0},null,0,{"$f":"$G140*SE140","v":0},null,null,{"$f":"$G140*SH140","v":0},null,null,{"$f":"$G140*SK140","v":0},null,0,{"$f":"$G140*SN140","v":0},null,null,{"$f":"$G140*SQ140","v":0},null,null,{"$f":"$G140*ST140","v":0},null,0,{"$f":"$G140*SW140","v":0},null,0,{"$f":"$G140*SZ140","v":0},null,null,{"$f":"$G140*TC140","v":0},null,null,{"$f":"$G140*TF140","v":0},null,null,{"$f":"$G140*TI140","v":0},null,0,0,null,null,0,null,0,{"$f":"$G140*TR140","v":0},null,null,null,null,null,null,null,null,null,null,null,null,null,null,null,null,null,null,null,null,null,null,null,null,null,0,{"$f":"$G140*US140","v":0}]
["7.4.1",null,"A","JK     90x210 cm   - Leva","one wing  90x210 cm - Left     ","kom/pcs",{"$f":"CENA!G134","v":0},{"$f":"J143+M143+P143+S143+AQ143+CJ143+DK143+FD143+V143+Y143+AB143+AE143+AH143+AK143+AN143+AT143+AW143+AZ143+BC143+BF143+BI143+BL143+BO143+BR143+BU143+BX143+CA143+CD143+CG143+CM143+CP143+CS143+CV143+CY143+DB143+DE143+DH143+DN143+DQ143+DT143+DW143+DZ143+EC143+EF143+EI143+EL143+EO143+ER143+EU143+EX143+FA143+FG143+FJ143+FM143+FP143+FS143+FV143+FY143+GB143+GE143+GH143+GK143+GN143+GQ143+GT143+GW143+GZ143+HC143+HF143+HI143+HL143+HO143+HR143+HU143+HX143+IA143+ID143+IG143+IJ143+IM143+IP143+IS143+IV143+IY143+JB143+JE143+JH143+JK143+JN143+JQ143+JT143+JW143+JZ143+KC143+KF143+KI143+KL143+KO143+KR143+KU143+KX143+LA143+LD143+LG143+LJ143+LM143+LP143+LS143+LV143+LY143+MB143+ME143+MH143+MK143+MN143+MQ143+MT143+MW143+MZ143+NC143+NF143+NI143+NL143+NO143+NR143+NU143+NX143+OA143+OD143+OG143+OJ143+OM143+OP143+OS143+OV143+OY143+PB143+PE143+PH143+PK143+PN143+PQ143+PT143+PW143+PZ143+QC143+QF143+QI143+QL143+QO143+QR143+QU143+QX143+RA143+RD143+RG143+RJ143+RM143+RP143+RS143+RV143+RY143+SB143+SE143+SH143+SK143+SN143+SQ143+ST143+SW143+SZ143+TC143+TF143+TI143+TL143+TO143+TR143+TU143+TX143+UA143+UD143+UG143+UJ143+UM143+UP143+US143","v":14},{"$f":"G143*H143","v":0},null,null,null,null,null,null,null,null,null,null,null,null,null,null,null,null,null,null,null,null,null,null,null,null,null,null,null,null,null,null,null,null,null,null,null,null,null,null,null,null,null,null,null,null,null,null,null,null,null,null,null,null,null,null,null,null,null,null,null,null,null,null,null,null,null,null,null,null,null,null,null,null,null,null,null,null,null,null,null,null,null,null,null,null,null,{"$f":"$G143*CP143","v":0},null,null,{"$f":"$G143*CS143","v":0},null,null,{"$f":"$G143*CV143","v":0},null,null,null,null,null,null,null,null,null,null,null,null,null,null,null,null,null,null,null,null,null,null,null,null,null,null,null,null,null,null,null,null,null,null,null,null,null,null,null,null,null,null,null,null,null,null,null,null,null,null,null,null,null,null,null,null,null,null,0,{"$f":"$G143*FD143","v":0},null,0,{"$f":"$G143*FG143","v":0},null,0,{"$f":"$G143*FJ143","v":0},null,null,null,null,1,{"$f":"$G143*FP143","v":0},null,null,null,null,null,null,null,null,null,null,null,null,null,null,null,null,null,null,null,null,null,null,null,null,null,null,null,null,null,null,null,null,null,null,null,null,null,null,null,null,null,null,null,null,null,null,null,null,null,null,null,null,null,null,null,null,null,null,null,null,null,null,null,null,null,null,null,null,null,null,null,null,null,null,null,null,null,null,null,null,null,null,null,null,null,null,null,null,null,null,null,null,null,null,null,null,null,null,null,null,null,null,null,null,null,null,null,null,null,null,null,null,null,null,null,null,null,null,null,null,null,null,null,null,null,null,null,null,null,null,null,null,null,null,null,null,null,null,null,null,null,null,null,null,null,null,null,null,null,null,null,null,null,null,null,null,null,null,null,null,null,null,null,null,null,null,null,null,null,null,null,null,null,null,null,null,null,null,null,null,null,null,null,null,null,null,null,null,null,null,null,null,null,null,null,null,null,null,null,null,null,null,null,null,null,null,null,null,null,null,null,null,null,null,null,null,null,null,null,null,null,null,null,null,null,null,null,null,null,null,null,null,null,null,null,null,null,null,null,null,null,null,null,null,null,null,null,null,null,null,null,null,null,null,null,null,null,null,null,null,null,null,null,null,null,null,null,null,null,null,null,null,null,null,null,null,null,1,{"$f":"$G143*QI143","v":0},null,1,{"$f":"$G143*QL143","v":0},null,null,{"$f":"$G143*QO143","v":0},null,0,{"$f":"$G143*QR143","v":0},null,null,{"$f":"$G143*QU143","v":0},null,0,{"$f":"$G143*QX143","v":0},null,4,{"$f":"$G143*RA143","v":0},null,null,{"$f":"$G143*RD143","v":0},null,null,{"$f":"$G143*RG143","v":0},null,null,{"$f":"$G143*RJ143","v":0},null,0,{"$f":"$G143*RM143","v":0},null,2,{"$f":"$G143*RP143","v":0},null,1,{"$f":"$G143*RS143","v":0},null,0,{"$f":"$G143*RV143","v":0},null,null,{"$f":"$G143*RY143","v":0},null,null,{"$f":"$G143*SB143","v":0},null,0,{"$f":"$G143*SE143","v":0},null,null,{"$f":"$G143*SH143","v":0},null,null,{"$f":"$G143*SK143","v":0},null,0,{"$f":"$G143*SN143","v":0},null,null,{"$f":"$G143*SQ143","v":0},null,null,{"$f":"$G143*ST143","v":0},null,0,{"$f":"$G143*SW143","v":0},null,0,{"$f":"$G143*SZ143","v":0},null,null,{"$f":"$G143*TC143","v":0},null,4,{"$f":"$G143*TF143","v":0},null,null,{"$f":"$G143*TI143","v":0},null,0,{"$f":"$G143*TL143","v":0},null,null,{"$f":"$G143*TO143","v":0},null,0,{"$f":"$G143*TR143","v":0},null,null,null,null,null,null,null,null,null,null,null,null,null,null,null,null,null,null,null,null,null,null,null,null,null,0,{"$f":"$G143*US143","v":0}]
["7.5.1",null,"A","70x205 cm - Leva  (dubina štoka 0-16 cm)","70x205 cm - Left     (depth door 0-16 cm)","kom/pcs",{"$f":"CENA!G138","v":0},7,{"$f":"G147*H147","v":0},null,null,null,null,null,null,null,null,null,null,null,null,null,null,null,null,null,null,null,null,null,null,null,null,null,null,null,null,null,null,null,null,null,null,null,null,null,null,null,null,null,null,null,null,null,null,null,null,null,null,null,null,null,null,null,null,null,null,null,null,null,null,null,null,null,null,null,null,null,null,null,null,null,null,null,null,null,null,null,null,null,null,null,null,1,{"$f":"$G147*CP147","v":0},null,null,{"$f":"$G147*CS147","v":0},null,null,{"$f":"$G147*CV147","v":0},null,null,null,null,null,null,null,null,null,null,null,null,null,null,null,null,null,null,null,null,null,null,null,null,null,null,null,null,null,null,null,null,null,null,null,null,null,null,null,null,null,null,null,null,null,null,null,null,null,null,null,null,null,null,null,null,null,null,1,{"$f":"$G147*FD147","v":0},null,0,{"$f":"$G147*FG147","v":0},null,1,{"$f":"$G147*FJ147","v":0},null,null,null,null,0,{"$f":"$G147*FP147","v":0},null,null,null,null,null,null,null,null,null,null,null,null,null,null,null,null,null,null,null,null,null,null,null,null,null,null,null,null,null,null,null,null,null,null,null,null,null,null,null,null,null,null,null,null,null,null,null,null,null,null,null,null,null,null,null,null,null,null,null,null,null,null,null,null,null,null,null,null,null,null,null,null,null,null,null,null,null,null,null,null,null,null,null,null,null,null,null,null,null,null,null,null,null,null,null,null,null,null,null,null,null,null,null,null,null,null,null,null,null,null,null,null,null,null,null,null,null,null,null,null,null,null,null,null,null,null,null,null,null,null,null,null,null,null,null,null,null,null,null,null,null,null,null,null,null,null,null,null,null,null,null,null,null,null,null,null,null,null,null,null,null,null,null,null,null,null,null,null,null,null,null,null,null,null,null,null,null,null,null,null,null,null,null,null,null,null,null,null,null,null,null,null,null,null,null,null,null,null,null,null,null,null,null,null,null,null,null,null,null,null,null,null,null,null,null,null,null,null,null,null,null,null,null,null,null,null,null,null,null,null,null,null,null,null,null,null,null,null,null,null,null,null,null,null,null,null,null,null,null,null,null,null,null,null,null,null,null,null,null,null,null,null,null,null,null,null,null,null,null,null,null,null,null,null,null,null,null,null,{"$f":"$G147*QI147","v":0},null,null,{"$f":"$G147*QL147","v":0},null,null,{"$f":"$G147*QO147","v":0},null,0,{"$f":"$G147*QR147","v":0},null,null,{"$f":"$G147*QU147","v":0},null,0,{"$f":"$G147*QX147","v":0},null,0,{"$f":"$G147*RA147","v":0},null,null,{"$f":"$G147*RD147","v":0},null,null,{"$f":"$G147*RG147","v":0},null,null,{"$f":"$G147*RJ147","v":0},null,0,{"$f":"$G147*RM147","v":0},null,0,{"$f":"$G147*RP147","v":0},null,0,{"$f":"$G147*RS147","v":0},null,0,{"$f":"$G147*RV147","v":0},null,null,{"$f":"$G147*RY147","v":0},null,null,{"$f":"$G147*SB147","v":0},null,1,{"$f":"$G147*SE147","v":0},null,1,{"$f":"$G147*SH147","v":0},null,null,{"$f":"$G147*SK147","v":0},null,0,{"$f":"$G147*SN147","v":0},null,null,{"$f":"$G147*SQ147","v":0},null,null,{"$f":"$G147*ST147","v":0},null,0,{"$f":"$G147*SW147","v":0},null,1,{"$f":"$G147*SZ147","v":0},null,1,{"$f":"$G147*TC147","v":0},null,null,{"$f":"$G147*TF147","v":0},null,null,{"$f":"$G147*TI147","v":0},null,0,{"$f":"$G147*TL147","v":0},null,null,{"$f":"$G147*TO147","v":0},null,0,{"$f":"$G147*TR147","v":0},null,null,null,null,null,null,null,null,null,null,null,null,null,null,null,null,null,null,null,null,null,null,null,null,null,0,{"$f":"$G147*US147","v":0}]
["7.5.4",null,"D","70x205 cm - Desna (dubina štoka 16-30 cm)","70x205 cm - Right   (depth door  16-30 cm)","kom/pcs",{"$f":"CENA!G141","v":0},0,0,null,null,null,null,null,null,null,null,null,null,null,null,null,null,null,null,null,null,null,null,null,null,null,null,null,null,null,null,null,null,null,null,null,null,null,null,null,null,null,null,null,null,null,null,null,null,null,null,null,null,null,null,null,null,null,null,null,null,null,null,null,null,null,null,null,null,null,null,null,null,null,null,null,null,null,null,null,null,null,null,null,null,null,null,null,0,null,null,0,null,null,0,null,null,null,null,null,null,null,null,null,null,null,null,null,null,null,null,null,null,null,null,null,null,null,null,null,null,null,null,null,null,null,null,null,null,null,null,null,null,null,null,null,null,null,null,null,null,null,null,null,null,null,null,null,null,null,null,null,null,0,0,null,0,0,null,0,0,null,null,null,null,0,0,null,null,null,null,null,null,null,null,null,null,null,null,null,null,null,null,null,null,null,null,null,null,null,null,null,null,null,null,null,null,null,null,null,null,null,null,null,null,null,null,null,null,null,null,null,null,null,null,null,null,null,null,null,null,null,null,null,null,null,null,null,null,null,null,null,null,null,null,null,null,null,null,null,null,null,null,null,null,null,null,null,null,null,null,null,null,null,null,null,null,null,null,null,null,null,null,null,null,null,null,null,null,null,null,null,null,null,null,null,null,null,null,null,null,null,null,null,null,null,null,null,null,null,null,null,null,null,null,null,null,null,null,null,null,null,null,null,null,null,null,null,null,null,null,null,null,null,null,null,null,null,null,null,null,null,null,null,null,null,null,null,null,null,null,null,null,null,null,null,null,null,null,null,null,null,null,null,null,null,null,null,null,null,null,null,null,null,null,null,null,null,null,null,null,null,null,null,null,null,null,null,null,null,null,null,null,null,null,null,null,null,null,null,null,null,null,null,null,null,null,null,null,null,null,null,null,null,null,null,null,null,null,null,null,null,null,null,null,null,null,null,null,null,null,null,null,null,null,null,null,null,null,null,null,null,null,null,null,null,null,null,null,null,null,null,null,null,null,null,null,null,null,null,null,null,null,null,null,0,null,null,0,null,null,0,null,0,0,null,null,0,null,0,0,null,0,0,null,null,0,null,null,0,null,null,0,null,0,0,null,0,0,null,0,0,null,0,0,null,null,0,null,null,0,null,0,0,null,null,0,null,null,0,null,0,0,null,null,0,null,null,0,null,0,0,null,0,0,null,null,0,null,null,0,null,null,0,null,0,0,null,null,0,null,0,0,null,null,null,null,null,null,null,null,null,null,null,null,null,null,null,null,null,null,null,null,null,null,null,null,null,0,0]
["7.5.5",null,"E","80x205 cm - Leva  (dubina štoka 0-16 cm)","80x205 cm - Left     (depth door 0-16 cm)","kom/pcs",{"$f":"CENA!G142","v":0},12,0,null,null,null,null,null,null,null,null,null,null,null,null,null,null,null,null,null,null,null,null,null,null,null,null,null,null,null,null,null,null,null,null,null,null,null,null,null,null,null,null,null,null,null,null,null,null,null,null,null,null,null,null,null,null,null,null,null,null,null,null,null,null,null,null,null,null,null,null,null,null,null,null,null,null,null,null,null,null,null,null,null,null,null,null,null,0,null,null,0,null,null,0,null,null,null,null,null,null,null,null,null,null,null,null,null,null,null,null,null,null,null,null,null,null,null,null,null,null,null,null,null,null,null,null,null,null,null,null,null,null,null,null,null,null,null,null,null,null,null,null,null,null,null,null,null,null,null,null,null,null,0,0,null,0,0,null,1,0,null,null,null,null,1,0,null,null,null,null,null,null,null,null,null,null,null,null,null,null,null,null,null,null,null,null,null,null,null,null,null,null,null,null,null,null,null,null,null,null,null,null,null,null,null,null,null,null,null,null,null,null,null,null,null,null,null,null,null,null,null,null,null,null,null,null,null,null,null,null,null,null,null,null,null,null,null,null,null,null,null,null,null,null,null,null,null,null,null,null,null,null,null,null,null,null,null,null,null,null,null,null,null,null,null,null,null,null,null,null,null,null,null,null,null,null,null,null,null,null,null,null,null,null,null,null,null,null,null,null,null,null,null,null,null,null,null,null,null,null,null,null,null,null,null,null,null,null,null,null,null,null,null,null,null,null,null,null,null,null,null,null,null,null,null,null,null,null,null,null,null,null,null,null,null,null,null,null,null,null,null,null,null,null,null,null,null,null,null,null,null,null,null,null,null,null,null,null,null,null,null,null,null,null,null,null,null,null,null,null,null,null,null,null,null,null,null,null,null,null,null,null,null,null,null,null,null,null,null,null,null,null,null,null,null,null,null,null,null,null,null,null,null,null,null,null,null,null,null,null,null,null,null,null,null,null,null,null,null,null,null,null,null,null,null,null,null,null,null,null,null,null,null,null,null,null,null,null,null,null,null,null,null,null,0,null,2,0,null,null,0,null,1,0,null,null,0,null,1,0,null,0,0,null,1,0,null,null,0,null,null,0,null,0,0,null,0,0,null,1,0,null,0,0,null,null,0,null,1,0,null,1,0,null,null,0,null,null,0,null,0,0,null,null,0,null,2,0,null,0,0,null,0,0,null,null,0,null,null,0,null,null,0,null,0,0,null,null,0,null,0,0,null,null,null,null,null,null,null,null,null,null,null,null,null,null,null,null,null,null,null,null,null,null,null,null,null,0,0]
["7.5.11",null,"K","90x205 cm - Desna (dubina štoka 0-16 cm)","90x205 cm - Right   (depth door  0-16 cm)","kom/pcs",{"$f":"CENA!G148","v":0},24,0,null,null,null,null,null,null,null,null,null,null,null,null,null,null,null,null,null,null,null,null,null,null,null,null,null,null,null,null,null,null,null,null,null,null,null,null,null,null,null,null,null,null,null,null,null,null,null,null,null,null,null,null,null,null,null,null,null,null,null,null,null,null,null,null,null,null,null,null,null,null,null,null,null,null,null,null,null,null,null,null,null,null,null,null,1,0,null,1,0,null,null,0,null,null,null,null,null,null,null,null,null,null,null,null,null,null,null,null,null,null,null,null,null,null,null,null,null,null,null,null,null,null,null,null,null,null,null,null,null,null,null,null,null,null,null,null,null,null,null,null,null,null,null,null,null,null,null,null,null,null,1,0,null,0,0,null,1,0,null,null,null,null,1,0,null,null,null,null,null,null,null,null,null,null,null,null,null,null,null,null,null,null,null,null,null,null,null,null,null,null,null,null,null,null,null,null,null,null,null,null,null,null,null,null,null,null,null,null,null,null,null,null,null,null,null,null,null,null,null,null,null,null,null,null,null,null,null,null,null,null,null,null,null,null,null,null,null,null,null,null,null,null,null,null,null,null,null,null,null,null,null,null,null,null,null,null,null,null,null,null,null,null,null,null,null,null,null,null,null,null,null,null,null,null,null,null,null,null,null,null,null,null,null,null,null,null,null,null,null,null,null,null,null,null,null,null,null,null,null,null,null,null,null,null,null,null,null,null,null,null,null,null,null,null,null,null,null,null,null,null,null,null,null,null,null,null,null,null,null,null,null,null,null,null,null,null,null,null,null,null,null,null,null,null,null,null,null,null,null,null,null,null,null,null,null,null,null,null,null,null,null,null,null,null,null,null,null,null,null,null,null,null,null,null,null,null,null,null,null,null,null,null,null,null,null,null,null,null,null,null,null,null,null,null,null,null,null,null,null,null,null,null,null,null,null,null,null,null,null,null,null,null,null,null,null,null,null,null,null,null,null,null,null,null,null,null,null,null,null,null,null,null,null,null,null,null,null,null,null,null,null,null,0,null,null,0,null,1,0,null,2,0,null,null,0,null,0,0,null,0,0,null,null,0,null,null,0,null,2,0,null,0,0,null,0,0,null,1,0,null,1,0,null,1,0,null,null,0,null,0,0,null,2,0,null,null,0,null,0,0,null,null,0,null,1,0,null,2,0,null,1,0,null,1,0,null,null,0,null,1,0,null,0,0,null,2,0,null,0,0,null,null,null,null,null,null,null,null,null,null,null,null,null,null,null,null,null,null,null,null,null,null,null,null,null,1,0]
["7.5.12",null,"L","90x205 cm - Desna (dubina štoka 16-30 cm)","90x205 cm - Right   (depth door  16-30 cm)","kom/pcs",{"$f":"CENA!G149","v":0},1,0,null,null,null,null,null,null,null,null,null,null,null,null,null,null,null,null,null,null,null,null,null,null,null,null,null,null,null,null,null,null,null,null,null,null,null,null,null,null,null,null,null,null,null,null,null,null,null,null,null,null,null,null,null,null,null,null,null,null,null,null,null,null,null,null,null,null,null,null,null,null,null,null,null,null,null,null,null,null,null,null,null,null,null,null,null,0,null,null,0,null,null,0,null,null,null,null,null,null,null,null,null,null,null,null,null,null,null,null,null,null,null,null,null,null,null,null,null,null,null,null,null,null,null,null,null,null,null,null,null,null,null,null,null,null,null,null,null,null,null,null,null,null,null,null,null,null,null,null,null,null,0,0,null,0,0,null,0,0,null,null,null,null,0,0,null,null,null,null,null,null,null,null,null,null,null,null,null,null,null,null,null,null,null,null,null,null,null,null,null,null,null,null,null,null,null,null,null,null,null,null,null,null,null,null,null,null,null,null,null,null,null,null,null,null,null,null,null,null,null,null,null,null,null,null,null,null,null,null,null,null,null,null,null,null,null,null,null,null,null,null,null,null,null,null,null,null,null,null,null,null,null,null,null,null,null,null,null,null,null,null,null,null,null,null,null,null,null,null,null,null,null,null,null,null,null,null,null,null,null,null,null,null,null,null,null,null,null,null,null,null,null,null,null,null,null,null,null,null,null,null,null,null,null,null,null,null,null,null,null,null,null,null,null,null,null,null,null,null,null,null,null,null,null,null,null,null,null,null,null,null,null,null,null,null,null,null,null,null,null,null,null,null,null,null,null,null,null,null,null,null,null,null,null,null,null,null,null,null,null,null,null,null,null,null,null,null,null,null,null,null,null,null,null,null,null,null,null,null,null,null,null,null,null,null,null,null,null,null,null,null,null,null,null,null,null,null,null,null,null,null,null,null,null,null,null,null,null,null,null,null,null,null,null,null,null,null,null,null,null,null,null,null,null,null,null,null,null,null,null,null,null,null,null,null,null,null,null,null,null,null,null,null,0,null,null,0,null,null,0,null,0,0,null,null,0,null,0,0,null,0,0,null,null,0,null,null,0,null,null,0,null,0,0,null,0,0,null,0,0,null,0,0,null,null,0,null,null,0,null,0,0,null,null,0,null,null,0,null,0,0,null,null,0,null,null,0,null,0,0,null,0,0,null,1,0,null,null,0,null,null,0,null,0,0,null,null,0,null,0,0,null,null,null,null,null,null,null,null,null,null,null,null,null,null,null,null,null,null,null,null,null,null,null,null,null,0,0]
[]
["9.1","V",1,"Vodovodne polietilenske cevi  PE 100 PN16\nza radni pritisak 16 bara (SDR 11)","Water supply polyethylene pipe PE 100 PN16\nthe working pressure of 16 bar (SDR 11)","/","/","/","/",null,null,null,null,null,null,null,null,null,null,null,null,null,null,null,null,null,null,null,null,null,null,null,null,null,null,null,null,null,null,null,null,null,null,null,null,null,null,null,null,null,null,null,null,null,null,null,null,null,null,null,null,null,null,null,null,null,null,null,null,null,null,null,null,null,null,null,null,null,null,null,null,null,null,null,null,null,null,null,null,null,null,null,null,"/","/",null,"/","/",null,"/","/",null,null,null,null,null,null,null,null,null,null,null,null,null,null,null,null,null,null,null,null,null,null,null,null,null,null,null,null,null,null,null,null,null,null,null,null,null,null,null,null,null,null,null,null,null,null,null,null,null,null,null,null,null,null,null,null,null,null,"/","/",null,"/","/",null,"/","/",null,null,null,null,"/","/",null,null,null,null,null,null,null,null,null,null,null,null,null,null,null,null,null,null,null,null,null,null,null,null,null,null,null,null,null,null,null,null,null,null,null,null,null,null,null,null,null,null,null,null,null,null,null,null,null,null,null,null,null,null,null,null,null,null,null,null,null,null,null,null,null,null,null,null,null,null,null,null,null,null,null,null,null,null,null,null,null,null,null,null,null,null,null,null,null,null,null,null,null,null,null,null,null,null,null,null,null,null,null,null,null,null,null,null,null,null,null,null,null,null,null,null,null,null,null,null,null,null,null,null,null,null,null,null,null,null,null,null,null,null,null,null,null,null,null,null,null,null,null,null,null,null,null,null,null,null,null,null,null,null,null,null,null,null,null,null,null,null,null,null,null,null,null,null,null,null,null,null,null,null,null,null,null,null,null,null,null,null,null,null,null,null,null,null,null,null,null,null,null,null,null,null,null,null,null,null,null,null,null,null,null,null,null,null,null,null,null,null,null,null,null,null,null,null,null,null,null,null,null,null,null,null,null,null,null,null,null,null,null,null,null,null,null,null,null,null,null,null,null,null,null,null,null,null,null,null,null,null,null,null,null,null,null,null,null,null,null,null,null,null,null,null,null,null,null,null,null,null,null,null,null,null,null,"/","/",null,"/","/",null,"/","/",null,"/","/",null,"/","/",null,"/","/",null,"/","/",null,"/","/",null,"/","/",null,"/","/",null,"/","/",null,"/","/",null,"/","/",null,"/","/",null,"/","/",null,"/","/",null,"/","/",null,"/","/",null,"/","/",null,"/","/",null,"/","/",null,"/","/",null,"/","/",null,"/","/",null,"/","/",null,"/","/",null,"/","/",null,"/","/",null,"/","/",null,"/","/",null,null,null,null,null,null,null,null,null,null,null,null,null,null,null,null,null,null,null,null,null,null,null,null,null,"/","/"]
["9.1.3",null,"C","d40  (s min. 3,7)   -  5/4\"","d40  (s min. 3,7)   -  5/4\"","m1",{"$f":"CENA!G159","v":0},0,0,null,null,null,null,null,null,null,null,null,null,null,null,null,null,null,null,null,null,null,null,null,null,null,null,null,null,null,null,null,null,null,null,null,null,null,null,null,null,null,null,null,null,null,null,null,null,null,null,null,null,null,null,null,null,null,null,null,null,null,null,null,null,null,null,null,null,null,null,null,null,null,null,null,null,null,null,null,null,null,null,null,null,null,null,null,{"$f":"$G168*CP168","v":0},null,null,{"$f":"$G168*CS168","v":0},null,null,{"$f":"$G168*CV168","v":0},null,null,null,null,null,null,null,null,null,null,null,null,null,null,null,null,null,null,null,null,null,null,null,null,null,null,null,null,null,null,null,null,null,null,null,null,null,null,null,null,null,null,null,null,null,null,null,null,null,null,null,null,null,null,null,null,null,null,0,{"$f":"$G168*FD168","v":0},null,0,{"$f":"$G168*FG168","v":0},null,0,{"$f":"$G168*FJ168","v":0},null,null,null,null,0,{"$f":"$G168*FP168","v":0},null,null,null,null,null,null,null,null,null,null,null,null,null,null,null,null,null,null,null,null,null,null,null,null,null,null,null,null,null,null,null,null,null,null,null,null,null,null,null,null,null,null,null,null,null,null,null,null,null,null,null,null,null,null,null,null,null,null,null,null,null,null,null,null,null,null,null,null,null,null,null,null,null,null,null,null,null,null,null,null,null,null,null,null,null,null,null,null,null,null,null,null,null,null,null,null,null,null,null,null,null,null,null,null,null,null,null,null,null,null,null,null,null,null,null,null,null,null,null,null,null,null,null,null,null,null,null,null,null,null,null,null,null,null,null,null,null,null,null,null,null,null,null,null,null,null,null,null,null,null,null,null,null,null,null,null,null,null,null,null,null,null,null,null,null,null,null,null,null,null,null,null,null,null,null,null,null,null,null,null,null,null,null,null,null,null,null,null,null,null,null,null,null,null,null,null,null,null,null,null,null,null,null,null,null,null,null,null,null,null,null,null,null,null,null,null,null,null,null,null,null,null,null,null,null,null,null,null,null,null,null,null,null,null,null,null,null,null,null,null,null,null,null,null,null,null,null,null,null,null,null,null,null,null,null,null,null,null,null,null,null,null,null,null,null,null,null,null,null,null,null,null,null,null,null,null,null,null,{"$f":"$G168*QI168","v":0},null,null,{"$f":"$G168*QL168","v":0},null,null,{"$f":"$G168*QO168","v":0},null,0,{"$f":"$G168*QR168","v":0},null,null,{"$f":"$G168*QU168","v":0},null,0,{"$f":"$G168*QX168","v":0},null,0,{"$f":"$G168*RA168","v":0},null,null,{"$f":"$G168*RD168","v":0},null,null,{"$f":"$G168*RG168","v":0},null,null,{"$f":"$G168*RJ168","v":0},null,0,{"$f":"$G168*RM168","v":0},null,0,0,null,0,0,null,0,{"$f":"$G168*RV168","v":0},null,null,{"$f":"$G168*RY168","v":0},null,null,{"$f":"$G168*SB168","v":0},null,0,{"$f":"$G168*SE168","v":0},null,null,{"$f":"$G168*SH168","v":0},null,null,{"$f":"$G168*SK168","v":0},null,0,{"$f":"$G168*SN168","v":0},null,null,{"$f":"$G168*SQ168","v":0},null,null,{"$f":"$G168*ST168","v":0},null,0,{"$f":"$G168*SW168","v":0},null,0,{"$f":"$G168*SZ168","v":0},null,null,{"$f":"$G168*TC168","v":0},null,null,{"$f":"$G168*TF168","v":0},null,null,{"$f":"$G168*TI168","v":0},null,0,0,null,null,0,null,0,{"$f":"$G168*TR168","v":0},null,null,null,null,null,null,null,null,null,null,null,null,null,null,null,null,null,null,null,null,null,null,null,null,null,0,{"$f":"$G168*US168","v":0}]
["9.2.3",null,"D","d32  (s min.   5,4)    -     1\"","d32  (s min.   5,4)    -     1\"","m1",{"$f":"CENA!G163","v":0},116,0,null,null,null,null,null,null,null,null,null,null,null,null,null,null,null,null,null,null,null,null,null,null,null,null,null,null,null,null,null,null,null,null,null,null,null,null,null,null,null,null,null,null,null,null,null,null,null,null,null,null,null,null,null,null,null,null,null,null,null,null,null,null,null,null,null,null,null,null,null,null,null,null,null,null,null,null,null,null,null,null,null,null,null,null,10,{"$f":"$G172*CP172","v":0},null,null,{"$f":"$G172*CS172","v":0},null,10,{"$f":"$G172*CV172","v":0},null,null,null,null,null,null,null,null,null,null,null,null,null,null,null,null,null,null,null,null,null,null,null,null,null,null,null,null,null,null,null,null,null,null,null,null,null,null,null,null,null,null,null,null,null,null,null,null,null,null,null,null,null,null,null,null,null,null,0,{"$f":"$G172*FD172","v":0},null,0,{"$f":"$G172*FG172","v":0},null,0,{"$f":"$G172*FJ172","v":0},null,null,null,null,0,{"$f":"$G172*FP172","v":0},null,null,null,null,null,null,null,null,null,null,null,null,null,null,null,null,null,null,null,null,null,null,null,null,null,null,null,null,null,null,null,null,null,null,null,null,null,null,null,null,null,null,null,null,null,null,null,null,null,null,null,null,null,null,null,null,null,null,null,null,null,null,null,null,null,null,null,null,null,null,null,null,null,null,null,null,null,null,null,null,null,null,null,null,null,null,null,null,null,null,null,null,null,null,null,null,null,null,null,null,null,null,null,null,null,null,null,null,null,null,null,null,null,null,null,null,null,null,null,null,null,null,null,null,null,null,null,null,null,null,null,null,null,null,null,null,null,null,null,null,null,null,null,null,null,null,null,null,null,null,null,null,null,null,null,null,null,null,null,null,null,null,null,null,null,null,null,null,null,null,null,null,null,null,null,null,null,null,null,null,null,null,null,null,null,null,null,null,null,null,null,null,null,null,null,null,null,null,null,null,null,null,null,null,null,null,null,null,null,null,null,null,null,null,null,null,null,null,null,null,null,null,null,null,null,null,null,null,null,null,null,null,null,null,null,null,null,null,null,null,null,null,null,null,null,null,null,null,null,null,null,null,null,null,null,null,null,null,null,null,null,null,null,null,null,null,null,null,null,null,null,null,null,null,null,null,null,null,{"$f":"$G172*QI172","v":0},null,null,{"$f":"$G172*QL172","v":0},null,null,{"$f":"$G172*QO172","v":0},null,0,{"$f":"$G172*QR172","v":0},null,null,{"$f":"$G172*QU172","v":0},null,0,{"$f":"$G172*QX172","v":0},null,0,{"$f":"$G172*RA172","v":0},null,12,{"$f":"$G172*RD172","v":0},null,null,{"$f":"$G172*RG172","v":0},null,null,{"$f":"$G172*RJ172","v":0},null,0,{"$f":"$G172*RM172","v":0},null,0,0,null,0,0,null,0,{"$f":"$G172*RV172","v":0},null,12,{"$f":"$G172*RY172","v":0},null,null,{"$f":"$G172*SB172","v":0},null,0,{"$f":"$G172*SE172","v":0},null,null,{"$f":"$G172*SH172","v":0},null,12,{"$f":"$G172*SK172","v":0},null,0,{"$f":"$G172*SN172","v":0},null,12,{"$f":"$G172*SQ172","v":0},null,12,{"$f":"$G172*ST172","v":0},null,0,{"$f":"$G172*SW172","v":0},null,0,{"$f":"$G172*SZ172","v":0},null,null,{"$f":"$G172*TC172","v":0},null,12,{"$f":"$G172*TF172","v":0},null,12,{"$f":"$G172*TI172","v":0},null,0,0,null,12,0,null,0,{"$f":"$G172*TR172","v":0},null,null,null,null,null,null,null,null,null,null,null,null,null,null,null,null,null,null,null,null,null,null,null,null,null,0,{"$f":"$G172*US172","v":0}]
["9.3.2",null,"B","horizontalni     1\"    ","Horizontal     1\"    ","kom/pcs",{"$f":"CENA!G166","v":0},0,0,null,null,null,null,null,null,null,null,null,null,null,null,null,null,null,null,null,null,null,null,null,null,null,null,null,null,null,null,null,null,null,null,null,null,null,null,null,null,null,null,null,null,null,null,null,null,null,null,null,null,null,null,null,null,null,null,null,null,null,null,null,null,null,null,null,null,null,null,null,null,null,null,null,null,null,null,null,null,null,null,null,null,null,null,null,{"$f":"$G175*CP175","v":0},null,null,{"$f":"$G175*CS175","v":0},null,null,{"$f":"$G175*CV175","v":0},null,null,null,null,null,null,null,null,null,null,null,null,null,null,null,null,null,null,null,null,null,null,null,null,null,null,null,null,null,null,null,null,null,null,null,null,null,null,null,null,null,null,null,null,null,null,null,null,null,null,null,null,null,null,null,null,null,null,0,{"$f":"$G175*FD175","v":0},null,0,{"$f":"$G175*FG175","v":0},null,0,{"$f":"$G175*FJ175","v":0},null,null,null,null,0,{"$f":"$G175*FP175","v":0},null,null,null,null,null,null,null,null,null,null,null,null,null,null,null,null,null,null,null,null,null,null,null,null,null,null,null,null,null,null,null,null,null,null,null,null,null,null,null,null,null,null,null,null,null,null,null,null,null,null,null,null,null,null,null,null,null,null,null,null,null,null,null,null,null,null,null,null,null,null,null,null,null,null,null,null,null,null,null,null,null,null,null,null,null,null,null,null,null,null,null,null,null,null,null,null,null,null,null,null,null,null,null,null,null,null,null,null,null,null,null,null,null,null,null,null,null,null,null,null,null,null,null,null,null,null,null,null,null,null,null,null,null,null,null,null,null,null,null,null,null,null,null,null,null,null,null,null,null,null,null,null,null,null,null,null,null,null,null,null,null,null,null,null,null,null,null,null,null,null,null,null,null,null,null,null,null,null,null,null,null,null,null,null,null,null,null,null,null,null,null,null,null,null,null,null,null,null,null,null,null,null,null,null,null,null,null,null,null,null,null,null,null,null,null,null,null,null,null,null,null,null,null,null,null,null,null,null,null,null,null,null,null,null,null,null,null,null,null,null,null,null,null,null,null,null,null,null,null,null,null,null,null,null,null,null,null,null,null,null,null,null,null,null,null,null,null,null,null,null,null,null,null,null,null,null,null,null,{"$f":"$G175*QI175","v":0},null,null,{"$f":"$G175*QL175","v":0},null,null,{"$f":"$G175*QO175","v":0},null,0,{"$f":"$G175*QR175","v":0},null,null,{"$f":"$G175*QU175","v":0},null,0,{"$f":"$G175*QX175","v":0},null,0,{"$f":"$G175*RA175","v":0},null,null,{"$f":"$G175*RD175","v":0},null,null,{"$f":"$G175*RG175","v":0},null,null,{"$f":"$G175*RJ175","v":0},null,0,{"$f":"$G175*RM175","v":0},null,0,0,null,0,0,null,0,{"$f":"$G175*RV175","v":0},null,null,{"$f":"$G175*RY175","v":0},null,null,{"$f":"$G175*SB175","v":0},null,0,{"$f":"$G175*SE175","v":0},null,null,{"$f":"$G175*SH175","v":0},null,null,{"$f":"$G175*SK175","v":0},null,0,{"$f":"$G175*SN175","v":0},null,null,{"$f":"$G175*SQ175","v":0},null,null,{"$f":"$G175*ST175","v":0},null,0,{"$f":"$G175*SW175","v":0},null,0,{"$f":"$G175*SZ175","v":0},null,null,{"$f":"$G175*TC175","v":0},null,null,{"$f":"$G175*TF175","v":0},null,null,{"$f":"$G175*TI175","v":0},null,0,0,null,null,0,null,0,{"$f":"$G175*TR175","v":0},null,null,null,null,null,null,null,null,null,null,null,null,null,null,null,null,null,null,null,null,null,null,null,null,null,0,{"$f":"$G175*US175","v":0}]
["9.3.3",null,"C","horizontalni 5/4\"","Horizontal 5/4\"","kom/pcs",{"$f":"CENA!G167","v":0},0,0,null,null,null,null,null,null,null,null,null,null,null,null,null,null,null,null,null,null,null,null,null,null,null,null,null,null,null,null,null,null,null,null,null,null,null,null,null,null,null,null,null,null,null,null,null,null,null,null,null,null,null,null,null,null,null,null,null,null,null,null,null,null,null,null,null,null,null,null,null,null,null,null,null,null,null,null,null,null,null,null,null,null,null,null,null,{"$f":"$G176*CP176","v":0},null,null,{"$f":"$G176*CS176","v":0},null,null,{"$f":"$G176*CV176","v":0},null,null,null,null,null,null,null,null,null,null,null,null,null,null,null,null,null,null,null,null,null,null,null,null,null,null,null,null,null,null,null,null,null,null,null,null,null,null,null,null,null,null,null,null,null,null,null,null,null,null,null,null,null,null,null,null,null,null,0,{"$f":"$G176*FD176","v":0},null,0,{"$f":"$G176*FG176","v":0},null,0,{"$f":"$G176*FJ176","v":0},null,null,null,null,0,{"$f":"$G176*FP176","v":0},null,null,null,null,null,null,null,null,null,null,null,null,null,null,null,null,null,null,null,null,null,null,null,null,null,null,null,null,null,null,null,null,null,null,null,null,null,null,null,null,null,null,null,null,null,null,null,null,null,null,null,null,null,null,null,null,null,null,null,null,null,null,null,null,null,null,null,null,null,null,null,null,null,null,null,null,null,null,null,null,null,null,null,null,null,null,null,null,null,null,null,null,null,null,null,null,null,null,null,null,null,null,null,null,null,null,null,null,null,null,null,null,null,null,null,null,null,null,null,null,null,null,null,null,null,null,null,null,null,null,null,null,null,null,null,null,null,null,null,null,null,null,null,null,null,null,null,null,null,null,null,null,null,null,null,null,null,null,null,null,null,null,null,null,null,null,null,null,null,null,null,null,null,null,null,null,null,null,null,null,null,null,null,null,null,null,null,null,null,null,null,null,null,null,null,null,null,null,null,null,null,null,null,null,null,null,null,null,null,null,null,null,null,null,null,null,null,null,null,null,null,null,null,null,null,null,null,null,null,null,null,null,null,null,null,null,null,null,null,null,null,null,null,null,null,null,null,null,null,null,null,null,null,null,null,null,null,null,null,null,null,null,null,null,null,null,null,null,null,null,null,null,null,null,null,null,null,null,{"$f":"$G176*QI176","v":0},null,null,{"$f":"$G176*QL176","v":0},null,null,{"$f":"$G176*QO176","v":0},null,0,{"$f":"$G176*QR176","v":0},null,null,{"$f":"$G176*QU176","v":0},null,0,{"$f":"$G176*QX176","v":0},null,0,{"$f":"$G176*RA176","v":0},null,null,{"$f":"$G176*RD176","v":0},null,null,{"$f":"$G176*RG176","v":0},null,null,{"$f":"$G176*RJ176","v":0},null,0,{"$f":"$G176*RM176","v":0},null,0,0,null,0,0,null,0,{"$f":"$G176*RV176","v":0},null,null,{"$f":"$G176*RY176","v":0},null,null,{"$f":"$G176*SB176","v":0},null,0,{"$f":"$G176*SE176","v":0},null,null,{"$f":"$G176*SH176","v":0},null,null,{"$f":"$G176*SK176","v":0},null,0,{"$f":"$G176*SN176","v":0},null,null,{"$f":"$G176*SQ176","v":0},null,null,{"$f":"$G176*ST176","v":0},null,0,{"$f":"$G176*SW176","v":0},null,0,{"$f":"$G176*SZ176","v":0},null,null,{"$f":"$G176*TC176","v":0},null,null,{"$f":"$G176*TF176","v":0},null,null,{"$f":"$G176*TI176","v":0},null,0,0,null,null,0,null,0,{"$f":"$G176*TR176","v":0},null,null,null,null,null,null,null,null,null,null,null,null,null,null,null,null,null,null,null,null,null,null,null,null,null,0,{"$f":"$G176*US176","v":0}]
["9.4.2",null,"B","d32  (s min. 3,0)   -       1\"","d32  (s min. 3,0)   -       1\"","kom/pcs",{"$f":"CENA!G170","v":0},0,0,null,null,null,null,null,null,null,null,null,null,null,null,null,null,null,null,null,null,null,null,null,null,null,null,null,null,null,null,null,null,null,null,null,null,null,null,null,null,null,null,null,null,null,null,null,null,null,null,null,null,null,null,null,null,null,null,null,null,null,null,null,null,null,null,null,null,null,null,null,null,null,null,null,null,null,null,null,null,null,null,null,null,null,null,null,{"$f":"$G179*CP179","v":0},null,null,{"$f":"$G179*CS179","v":0},null,null,{"$f":"$G179*CV179","v":0},null,null,null,null,null,null,null,null,null,null,null,null,null,null,null,null,null,null,null,null,null,null,null,null,null,null,null,null,null,null,null,null,null,null,null,null,null,null,null,null,null,null,null,null,null,null,null,null,null,null,null,null,null,null,null,null,null,null,0,{"$f":"$G179*FD179","v":0},null,0,{"$f":"$G179*FG179","v":0},null,0,{"$f":"$G179*FJ179","v":0},null,null,null,null,0,{"$f":"$G179*FP179","v":0},null,null,null,null,null,null,null,null,null,null,null,null,null,null,null,null,null,null,null,null,null,null,null,null,null,null,null,null,null,null,null,null,null,null,null,null,null,null,null,null,null,null,null,null,null,null,null,null,null,null,null,null,null,null,null,null,null,null,null,null,null,null,null,null,null,null,null,null,null,null,null,null,null,null,null,null,null,null,null,null,null,null,null,null,null,null,null,null,null,null,null,null,null,null,null,null,null,null,null,null,null,null,null,null,null,null,null,null,null,null,null,null,null,null,null,null,null,null,null,null,null,null,null,null,null,null,null,null,null,null,null,null,null,null,null,null,null,null,null,null,null,null,null,null,null,null,null,null,null,null,null,null,null,null,null,null,null,null,null,null,null,null,null,null,null,null,null,null,null,null,null,null,null,null,null,null,null,null,null,null,null,null,null,null,null,null,null,null,null,null,null,null,null,null,null,null,null,null,null,null,null,null,null,null,null,null,null,null,null,null,null,null,null,null,null,null,null,null,null,null,null,null,null,null,null,null,null,null,null,null,null,null,null,null,null,null,null,null,null,null,null,null,null,null,null,null,null,null,null,null,null,null,null,null,null,null,null,null,null,null,null,null,null,null,null,null,null,null,null,null,null,null,null,null,null,null,null,null,{"$f":"$G179*QI179","v":0},null,null,{"$f":"$G179*QL179","v":0},null,null,{"$f":"$G179*QO179","v":0},null,0,{"$f":"$G179*QR179","v":0},null,null,{"$f":"$G179*QU179","v":0},null,0,{"$f":"$G179*QX179","v":0},null,0,{"$f":"$G179*RA179","v":0},null,null,{"$f":"$G179*RD179","v":0},null,null,{"$f":"$G179*RG179","v":0},null,null,{"$f":"$G179*RJ179","v":0},null,0,{"$f":"$G179*RM179","v":0},null,0,0,null,0,0,null,0,{"$f":"$G179*RV179","v":0},null,null,{"$f":"$G179*RY179","v":0},null,null,{"$f":"$G179*SB179","v":0},null,0,{"$f":"$G179*SE179","v":0},null,null,{"$f":"$G179*SH179","v":0},null,null,{"$f":"$G179*SK179","v":0},null,0,{"$f":"$G179*SN179","v":0},null,null,{"$f":"$G179*SQ179","v":0},null,null,{"$f":"$G179*ST179","v":0},null,0,{"$f":"$G179*SW179","v":0},null,0,{"$f":"$G179*SZ179","v":0},null,null,{"$f":"$G179*TC179","v":0},null,null,{"$f":"$G179*TF179","v":0},null,null,{"$f":"$G179*TI179","v":0},null,0,0,null,null,0,null,0,{"$f":"$G179*TR179","v":0},null,null,null,null,null,null,null,null,null,null,null,null,null,null,null,null,null,null,null,null,null,null,null,null,null,0,{"$f":"$G179*US179","v":0}]
["9.5.2",null,"B","d25  (s min.   4,2)    - 3/4\"","d25  (s min.   4,2)    - 3/4\"","kom/pcs",{"$f":"CENA!G173","v":0},24,0,null,null,null,null,null,null,null,null,null,null,null,null,null,null,null,null,null,null,null,null,null,null,null,null,null,null,null,null,null,null,null,null,null,null,null,null,null,null,null,null,null,null,null,null,null,null,null,null,null,null,null,null,null,null,null,null,null,null,null,null,null,null,null,null,null,null,null,null,null,null,null,null,null,null,null,null,null,null,null,null,null,null,null,null,1,{"$f":"$G182*CP182","v":0},null,1,{"$f":"$G182*CS182","v":0},null,1,{"$f":"$G182*CV182","v":0},null,null,null,null,null,null,null,null,null,null,null,null,null,null,null,null,null,null,null,null,null,null,null,null,null,null,null,null,null,null,null,null,null,null,null,null,null,null,null,null,null,null,null,null,null,null,null,null,null,null,null,null,null,null,null,null,null,null,1,{"$f":"$G182*FD182","v":0},null,0,{"$f":"$G182*FG182","v":0},null,1,{"$f":"$G182*FJ182","v":0},null,null,null,null,1,{"$f":"$G182*FP182","v":0},null,null,null,null,null,null,null,null,null,null,null,null,null,null,null,null,null,null,null,null,null,null,null,null,null,null,null,null,null,null,null,null,null,null,null,null,null,null,null,null,null,null,null,null,null,null,null,null,null,null,null,null,null,null,null,null,null,null,null,null,null,null,null,null,null,null,null,null,null,null,null,null,null,null,null,null,null,null,null,null,null,null,null,null,null,null,null,null,null,null,null,null,null,null,null,null,null,null,null,null,null,null,null,null,null,null,null,null,null,null,null,null,null,null,null,null,null,null,null,null,null,null,null,null,null,null,null,null,null,null,null,null,null,null,null,null,null,null,null,null,null,null,null,null,null,null,null,null,null,null,null,null,null,null,null,null,null,null,null,null,null,null,null,null,null,null,null,null,null,null,null,null,null,null,null,null,null,null,null,null,null,null,null,null,null,null,null,null,null,null,null,null,null,null,null,null,null,null,null,null,null,null,null,null,null,null,null,null,null,null,null,null,null,null,null,null,null,null,null,null,null,null,null,null,null,null,null,null,null,null,null,null,null,null,null,null,null,null,null,null,null,null,null,null,null,null,null,null,null,null,null,null,null,null,null,null,null,null,null,null,null,null,null,null,null,null,null,null,null,null,null,null,null,null,null,null,null,null,{"$f":"$G182*QI182","v":0},null,null,{"$f":"$G182*QL182","v":0},null,null,{"$f":"$G182*QO182","v":0},null,1,{"$f":"$G182*QR182","v":0},null,null,{"$f":"$G182*QU182","v":0},null,0,{"$f":"$G182*QX182","v":0},null,0,{"$f":"$G182*RA182","v":0},null,1,{"$f":"$G182*RD182","v":0},null,null,{"$f":"$G182*RG182","v":0},null,null,{"$f":"$G182*RJ182","v":0},null,1,{"$f":"$G182*RM182","v":0},null,0,0,null,1,0,null,0,{"$f":"$G182*RV182","v":0},null,1,{"$f":"$G182*RY182","v":0},null,1,{"$f":"$G182*SB182","v":0},null,1,{"$f":"$G182*SE182","v":0},null,null,{"$f":"$G182*SH182","v":0},null,1,{"$f":"$G182*SK182","v":0},null,0,{"$f":"$G182*SN182","v":0},null,1,{"$f":"$G182*SQ182","v":0},null,1,{"$f":"$G182*ST182","v":0},null,1,{"$f":"$G182*SW182","v":0},null,1,{"$f":"$G182*SZ182","v":0},null,1,{"$f":"$G182*TC182","v":0},null,1,{"$f":"$G182*TF182","v":0},null,1,{"$f":"$G182*TI182","v":0},null,1,0,null,1,0,null,1,{"$f":"$G182*TR182","v":0},null,null,null,null,null,null,null,null,null,null,null,null,null,null,null,null,null,null,null,null,null,null,null,null,null,0,{"$f":"$G182*US182","v":0}]
["9.7","V",7,"Termička izolacija vodovodnih cevi  -tipa plamaflex ISO ili sl.","Thermal insulation of water pipes-type PLAMAFLEX ISO etc..","/","/","/","/",null,null,null,null,null,null,null,null,null,null,null,null,null,null,null,null,null,null,null,null,null,null,null,null,null,null,null,null,null,null,null,null,null,null,null,null,null,null,null,null,null,null,null,null,null,null,null,null,null,null,null,null,null,null,null,null,null,null,null,null,null,null,null,null,null,null,null,null,null,null,null,null,null,null,null,null,null,null,null,null,null,null,null,null,"/","/",null,"/","/",null,"/","/",null,null,null,null,null,null,null,null,null,null,null,null,null,null,null,null,null,null,null,null,null,null,null,null,null,null,null,null,null,null,null,null,null,null,null,null,null,null,null,null,null,null,null,null,null,null,null,null,null,null,null,null,null,null,null,null,null,null,"/","/",null,"/","/",null,"/","/",null,null,null,null,"/","/",null,null,null,null,null,null,null,null,null,null,null,null,null,null,null,null,null,null,null,null,null,null,null,null,null,null,null,null,null,null,null,null,null,null,null,null,null,null,null,null,null,null,null,null,null,null,null,null,null,null,null,null,null,null,null,null,null,null,null,null,null,null,null,null,null,null,null,null,null,null,null,null,null,null,null,null,null,null,null,null,null,null,null,null,null,null,null,null,null,null,null,null,null,null,null,null,null,null,null,null,null,null,null,null,null,null,null,null,null,null,null,null,null,null,null,null,null,null,null,null,null,null,null,null,null,null,null,null,null,null,null,null,null,null,null,null,null,null,null,null,null,null,null,null,null,null,null,null,null,null,null,null,null,null,null,null,null,null,null,null,null,null,null,null,null,null,null,null,null,null,null,null,null,null,null,null,null,null,null,null,null,null,null,null,null,null,null,null,null,null,null,null,null,null,null,null,null,null,null,null,null,null,null,null,null,null,null,null,null,null,null,null,null,null,null,null,null,null,null,null,null,null,null,null,null,null,null,null,null,null,null,null,null,null,null,null,null,null,null,null,null,null,null,null,null,null,null,null,null,null,null,null,null,null,null,null,null,null,null,null,null,null,null,null,null,null,null,null,null,null,null,null,null,null,null,null,null,"/","/",null,"/","/",null,"/","/",null,"/","/",null,"/","/",null,"/","/",null,"/","/",null,"/","/",null,"/","/",null,"/","/",null,"/","/",null,"/","/",null,"/","/",null,"/","/",null,"/","/",null,"/","/",null,"/","/",null,"/","/",null,"/","/",null,"/","/",null,"/","/",null,"/","/",null,"/","/",null,"/","/",null,"/","/",null,"/","/",null,"/","/",null,"/","/",null,"/","/",null,"/","/",null,null,null,null,null,null,null,null,null,null,null,null,null,null,null,null,null,null,null,null,null,null,null,null,null,"/","/"]
["9.7.3",null,"D","d32   (35/9)-     1\"","d32   (35/9)-     1\"","m1",{"$f":"CENA!G180","v":0},0,0,null,null,null,null,null,null,null,null,null,null,null,null,null,null,null,null,null,null,null,null,null,null,null,null,null,null,null,null,null,null,null,null,null,null,null,null,null,null,null,null,null,null,null,null,null,null,null,null,null,null,null,null,null,null,null,null,null,null,null,null,null,null,null,null,null,null,null,null,null,null,null,null,null,null,null,null,null,null,null,null,null,null,null,null,null,{"$f":"$G189*CP189","v":0},null,null,{"$f":"$G189*CS189","v":0},null,null,{"$f":"$G189*CV189","v":0},null,null,null,null,null,null,null,null,null,null,null,null,null,null,null,null,null,null,null,null,null,null,null,null,null,null,null,null,null,null,null,null,null,null,null,null,null,null,null,null,null,null,null,null,null,null,null,null,null,null,null,null,null,null,null,null,null,null,0,{"$f":"$G189*FD189","v":0},null,0,{"$f":"$G189*FG189","v":0},null,0,{"$f":"$G189*FJ189","v":0},null,null,null,null,0,{"$f":"$G189*FP189","v":0},null,null,null,null,null,null,null,null,null,null,null,null,null,null,null,null,null,null,null,null,null,null,null,null,null,null,null,null,null,null,null,null,null,null,null,null,null,null,null,null,null,null,null,null,null,null,null,null,null,null,null,null,null,null,null,null,null,null,null,null,null,null,null,null,null,null,null,null,null,null,null,null,null,null,null,null,null,null,null,null,null,null,null,null,null,null,null,null,null,null,null,null,null,null,null,null,null,null,null,null,null,null,null,null,null,null,null,null,null,null,null,null,null,null,null,null,null,null,null,null,null,null,null,null,null,null,null,null,null,null,null,null,null,null,null,null,null,null,null,null,null,null,null,null,null,null,null,null,null,null,null,null,null,null,null,null,null,null,null,null,null,null,null,null,null,null,null,null,null,null,null,null,null,null,null,null,null,null,null,null,null,null,null,null,null,null,null,null,null,null,null,null,null,null,null,null,null,null,null,null,null,null,null,null,null,null,null,null,null,null,null,null,null,null,null,null,null,null,null,null,null,null,null,null,null,null,null,null,null,null,null,null,null,null,null,null,null,null,null,null,null,null,null,null,null,null,null,null,null,null,null,null,null,null,null,null,null,null,null,null,null,null,null,null,null,null,null,null,null,null,null,null,null,null,null,null,null,null,{"$f":"$G189*QI189","v":0},null,null,{"$f":"$G189*QL189","v":0},null,null,{"$f":"$G189*QO189","v":0},null,0,{"$f":"$G189*QR189","v":0},null,null,{"$f":"$G189*QU189","v":0},null,0,{"$f":"$G189*QX189","v":0},null,0,{"$f":"$G189*RA189","v":0},null,null,{"$f":"$G189*RD189","v":0},null,null,{"$f":"$G189*RG189","v":0},null,null,{"$f":"$G189*RJ189","v":0},null,0,{"$f":"$G189*RM189","v":0},null,0,0,null,0,0,null,0,{"$f":"$G189*RV189","v":0},null,null,{"$f":"$G189*RY189","v":0},null,null,{"$f":"$G189*SB189","v":0},null,0,{"$f":"$G189*SE189","v":0},null,null,{"$f":"$G189*SH189","v":0},null,null,{"$f":"$G189*SK189","v":0},null,0,{"$f":"$G189*SN189","v":0},null,null,{"$f":"$G189*SQ189","v":0},null,null,{"$f":"$G189*ST189","v":0},null,0,{"$f":"$G189*SW189","v":0},null,0,{"$f":"$G189*SZ189","v":0},null,null,{"$f":"$G189*TC189","v":0},null,null,{"$f":"$G189*TF189","v":0},null,null,{"$f":"$G189*TI189","v":0},null,0,0,null,null,0,null,0,{"$f":"$G189*TR189","v":0},null,null,null,null,null,null,null,null,null,null,null,null,null,null,null,null,null,null,null,null,null,null,null,null,null,0,{"$f":"$G189*US189","v":0}]
["9.8.2",null,"B","d160 (s min.   4,0)    dužina 6,0m","d160 (s min.   4,0)    length 6,0m","kom/pcs",{"$f":"CENA!G184","v":0},11,0,null,null,null,null,null,null,null,null,null,null,null,null,null,null,null,null,null,null,null,null,null,null,null,null,null,null,null,null,null,null,null,null,null,null,null,null,null,null,null,null,null,null,null,null,null,null,null,null,null,null,null,null,null,null,null,null,null,null,null,null,null,null,null,null,null,null,null,null,null,null,null,null,null,null,null,null,null,null,null,null,null,null,null,null,null,{"$f":"$G193*CP193","v":0},null,5,{"$f":"$G193*CS193","v":0},null,null,{"$f":"$G193*CV193","v":0},null,null,null,null,null,null,null,null,null,null,null,null,null,null,null,null,null,null,null,null,null,null,null,null,null,null,null,null,null,null,null,null,null,null,null,null,null,null,null,null,null,null,null,null,null,null,null,null,null,null,null,null,null,null,null,null,null,null,0,{"$f":"$G193*FD193","v":0},null,0,{"$f":"$G193*FG193","v":0},null,0,{"$f":"$G193*FJ193","v":0},null,null,null,null,0,{"$f":"$G193*FP193","v":0},null,null,null,null,null,null,null,null,null,null,null,null,null,null,null,null,null,null,null,null,null,null,null,null,null,null,null,null,null,null,null,null,null,null,null,null,null,null,null,null,null,null,null,null,null,null,null,null,null,null,null,null,null,null,null,null,null,null,null,null,null,null,null,null,null,null,null,null,null,null,null,null,null,null,null,null,null,null,null,null,null,null,null,null,null,null,null,null,null,null,null,null,null,null,null,null,null,null,null,null,null,null,null,null,null,null,null,null,null,null,null,null,null,null,null,null,null,null,null,null,null,null,null,null,null,null,null,null,null,null,null,null,null,null,null,null,null,null,null,null,null,null,null,null,null,null,null,null,null,null,null,null,null,null,null,null,null,null,null,null,null,null,null,null,null,null,null,null,null,null,null,null,null,null,null,null,null,null,null,null,null,null,null,null,null,null,null,null,null,null,null,null,null,null,null,null,null,null,null,null,null,null,null,null,null,null,null,null,null,null,null,null,null,null,null,null,null,null,null,null,null,null,null,null,null,null,null,null,null,null,null,null,null,null,null,null,null,null,null,null,null,null,null,null,null,null,null,null,null,null,null,null,null,null,null,null,null,null,null,null,null,null,null,null,null,null,null,null,null,null,null,null,null,null,null,null,null,3,{"$f":"$G193*QI193","v":0},null,null,{"$f":"$G193*QL193","v":0},null,null,{"$f":"$G193*QO193","v":0},null,0,{"$f":"$G193*QR193","v":0},null,null,{"$f":"$G193*QU193","v":0},null,0,{"$f":"$G193*QX193","v":0},null,0,{"$f":"$G193*RA193","v":0},null,null,{"$f":"$G193*RD193","v":0},null,null,{"$f":"$G193*RG193","v":0},null,3,{"$f":"$G193*RJ193","v":0},null,0,{"$f":"$G193*RM193","v":0},null,0,0,null,0,0,null,0,{"$f":"$G193*RV193","v":0},null,null,{"$f":"$G193*RY193","v":0},null,null,{"$f":"$G193*SB193","v":0},null,0,{"$f":"$G193*SE193","v":0},null,null,{"$f":"$G193*SH193","v":0},null,null,{"$f":"$G193*SK193","v":0},null,0,{"$f":"$G193*SN193","v":0},null,null,{"$f":"$G193*SQ193","v":0},null,null,{"$f":"$G193*ST193","v":0},null,0,{"$f":"$G193*SW193","v":0},null,0,{"$f":"$G193*SZ193","v":0},null,null,{"$f":"$G193*TC193","v":0},null,null,{"$f":"$G193*TF193","v":0},null,null,{"$f":"$G193*TI193","v":0},null,0,0,null,null,0,null,0,{"$f":"$G193*TR193","v":0},null,null,null,null,null,null,null,null,null,null,null,null,null,null,null,null,null,null,null,null,null,null,null,null,null,0,{"$f":"$G193*US193","v":0}]
["9.9.2",null,"B","d75     (s min.   1,9)    dužina 3,0m","d75     (s min.   1,9)    length 3,0m","kom/pcs",{"$f":"CENA!G187","v":0},86,0,null,null,null,null,null,null,null,null,null,null,null,null,null,null,null,null,null,null,null,null,null,null,null,null,null,null,null,null,null,null,null,null,null,null,null,null,null,null,null,null,null,null,null,null,null,null,null,null,null,null,null,null,null,null,null,null,null,null,null,null,null,null,null,null,null,null,null,null,null,null,null,null,null,null,null,null,null,null,null,null,null,null,null,null,null,{"$f":"$G196*CP196","v":0},null,4,{"$f":"$G196*CS196","v":0},null,null,{"$f":"$G196*CV196","v":0},null,null,null,null,null,null,null,null,null,null,null,null,null,null,null,null,null,null,null,null,null,null,null,null,null,null,null,null,null,null,null,null,null,null,null,null,null,null,null,null,null,null,null,null,null,null,null,null,null,null,null,null,null,null,null,null,null,null,4,{"$f":"$G196*FD196","v":0},null,0,{"$f":"$G196*FG196","v":0},null,4,{"$f":"$G196*FJ196","v":0},null,null,null,null,4,{"$f":"$G196*FP196","v":0},null,null,null,null,null,null,null,null,null,null,null,null,null,null,null,null,null,null,null,null,null,null,null,null,null,null,null,null,null,null,null,null,null,null,null,null,null,null,null,null,null,null,null,null,null,null,null,null,null,null,null,null,null,null,null,null,null,null,null,null,null,null,null,null,null,null,null,null,null,null,null,null,null,null,null,null,null,null,null,null,null,null,null,null,null,null,null,null,null,null,null,null,null,null,null,null,null,null,null,null,null,null,null,null,null,null,null,null,null,null,null,null,null,null,null,null,null,null,null,null,null,null,null,null,null,null,null,null,null,null,null,null,null,null,null,null,null,null,null,null,null,null,null,null,null,null,null,null,null,null,null,null,null,null,null,null,null,null,null,null,null,null,null,null,null,null,null,null,null,null,null,null,null,null,null,null,null,null,null,null,null,null,null,null,null,null,null,null,null,null,null,null,null,null,null,null,null,null,null,null,null,null,null,null,null,null,null,null,null,null,null,null,null,null,null,null,null,null,null,null,null,null,null,null,null,null,null,null,null,null,null,null,null,null,null,null,null,null,null,null,null,null,null,null,null,null,null,null,null,null,null,null,null,null,null,null,null,null,null,null,null,null,null,null,null,null,null,null,null,null,null,null,null,null,null,null,null,null,{"$f":"$G196*QI196","v":0},null,null,{"$f":"$G196*QL196","v":0},null,null,{"$f":"$G196*QO196","v":0},null,4,{"$f":"$G196*QR196","v":0},null,null,{"$f":"$G196*QU196","v":0},null,0,{"$f":"$G196*QX196","v":0},null,0,{"$f":"$G196*RA196","v":0},null,4,{"$f":"$G196*RD196","v":0},null,null,{"$f":"$G196*RG196","v":0},null,null,{"$f":"$G196*RJ196","v":0},null,4,{"$f":"$G196*RM196","v":0},null,0,0,null,4,0,null,0,{"$f":"$G196*RV196","v":0},null,4,{"$f":"$G196*RY196","v":0},null,4,{"$f":"$G196*SB196","v":0},null,4,{"$f":"$G196*SE196","v":0},null,null,{"$f":"$G196*SH196","v":0},null,4,{"$f":"$G196*SK196","v":0},null,0,{"$f":"$G196*SN196","v":0},null,4,{"$f":"$G196*SQ196","v":0},null,4,{"$f":"$G196*ST196","v":0},null,4,{"$f":"$G196*SW196","v":0},null,4,{"$f":"$G196*SZ196","v":0},null,2,{"$f":"$G196*TC196","v":0},null,4,{"$f":"$G196*TF196","v":0},null,4,{"$f":"$G196*TI196","v":0},null,4,0,null,4,0,null,4,{"$f":"$G196*TR196","v":0},null,null,null,null,null,null,null,null,null,null,null,null,null,null,null,null,null,null,null,null,null,null,null,null,null,0,{"$f":"$G196*US196","v":0}]
["9.11","V",11,"Zidni sifoni sa odvodnom mesinganom cevi d32 (mašina za pranje veša i sudova)","Wall siphon with drainage brass tubes d32 (washing machines, dishwashers)","kom/pcs",{"$f":"CENA!G190","v":0},39,0,null,null,null,null,null,null,null,null,null,null,null,null,null,null,null,null,null,null,null,null,null,null,null,null,null,null,null,null,null,null,null,null,null,null,null,null,null,null,null,null,null,null,null,null,null,null,null,null,null,null,null,null,null,null,null,null,null,null,null,null,null,null,null,null,null,null,null,null,null,null,null,null,null,null,null,null,null,null,null,null,null,null,null,null,2,{"$f":"$G199*CP199","v":0},null,2,{"$f":"$G199*CS199","v":0},null,2,{"$f":"$G199*CV199","v":0},null,null,null,null,null,null,null,null,null,null,null,null,null,null,null,null,null,null,null,null,null,null,null,null,null,null,null,null,null,null,null,null,null,null,null,null,null,null,null,null,null,null,null,null,null,null,null,null,null,null,null,null,null,null,null,null,null,null,2,{"$f":"$G199*FD199","v":0},null,0,{"$f":"$G199*FG199","v":0},null,2,{"$f":"$G199*FJ199","v":0},null,null,null,null,2,{"$f":"$G199*FP199","v":0},null,null,null,null,null,null,null,null,null,null,null,null,null,null,null,null,null,null,null,null,null,null,null,null,null,null,null,null,null,null,null,null,null,null,null,null,null,null,null,null,null,null,null,null,null,null,null,null,null,null,null,null,null,null,null,null,null,null,null,null,null,null,null,null,null,null,null,null,null,null,null,null,null,null,null,null,null,null,null,null,null,null,null,null,null,null,null,null,null,null,null,null,null,null,null,null,null,null,null,null,null,null,null,null,null,null,null,null,null,null,null,null,null,null,null,null,null,null,null,null,null,null,null,null,null,null,null,null,null,null,null,null,null,null,null,null,null,null,null,null,null,null,null,null,null,null,null,null,null,null,null,null,null,null,null,null,null,null,null,null,null,null,null,null,null,null,null,null,null,null,null,null,null,null,null,null,null,null,null,null,null,null,null,null,null,null,null,null,null,null,null,null,null,null,null,null,null,null,null,null,null,null,null,null,null,null,null,null,null,null,null,null,null,null,null,null,null,null,null,null,null,null,null,null,null,null,null,null,null,null,null,null,null,null,null,null,null,null,null,null,null,null,null,null,null,null,null,null,null,null,null,null,null,null,null,null,null,null,null,null,null,null,null,null,null,null,null,null,null,null,null,null,null,null,null,null,null,null,{"$f":"$G199*QI199","v":0},null,null,{"$f":"$G199*QL199","v":0},null,null,{"$f":"$G199*QO199","v":0},null,2,{"$f":"$G199*QR199","v":0},null,null,{"$f":"$G199*QU199","v":0},null,0,{"$f":"$G199*QX199","v":0},null,0,{"$f":"$G199*RA199","v":0},null,1,{"$f":"$G199*RD199","v":0},null,null,{"$f":"$G199*RG199","v":0},null,null,{"$f":"$G199*RJ199","v":0},null,2,{"$f":"$G199*RM199","v":0},null,0,0,null,2,0,null,0,{"$f":"$G199*RV199","v":0},null,1,{"$f":"$G199*RY199","v":0},null,1,{"$f":"$G199*SB199","v":0},null,2,{"$f":"$G199*SE199","v":0},null,null,{"$f":"$G199*SH199","v":0},null,1,{"$f":"$G199*SK199","v":0},null,0,{"$f":"$G199*SN199","v":0},null,1,{"$f":"$G199*SQ199","v":0},null,1,{"$f":"$G199*ST199","v":0},null,2,{"$f":"$G199*SW199","v":0},null,2,{"$f":"$G199*SZ199","v":0},null,2,{"$f":"$G199*TC199","v":0},null,1,{"$f":"$G199*TF199","v":0},null,1,{"$f":"$G199*TI199","v":0},null,2,0,null,1,0,null,2,{"$f":"$G199*TR199","v":0},null,null,null,null,null,null,null,null,null,null,null,null,null,null,null,null,null,null,null,null,null,null,null,null,null,0,{"$f":"$G199*US199","v":0}]
[null,null,null,"Oprema u kupatilu","BATHROOM EQUPIMENT",null,null,null,null,null,null,null,null,null,null,null,null,null,null,null,null,null,null,null,null,null,null,null,null,null,null,null,null,null,null,null,null,null,null,null,null,null,null,null,null,null,null,null,null,null,null,null,null,null,null,null,null,null,null,null,null,null,null,null,null,null,null,null,null,null,null,null,null,null,null,null,null,null,null,null,null,null,null,null,null,null,null,null,null,null,null,null,null,null,null,null,null,null,null,null,null,null,null,null,null,null,null,null,null,null,null,null,null,null,null,null,null,null,null,null,null,null,null,null,null,null,null,null,null,null,null,null,null,null,null,null,null,null,null,null,null,null,null,null,null,null,null,null,null,null,null,null,null,null,null,null,null,null,null,0,null,null,0,null,null,0,null,null,null,null,null,0,null,null,null,null,null,null,null,null,null,null,null,null,null,null,null,null,null,null,null,null,null,null,null,null,null,null,null,null,null,null,null,null,null,null,null,null,null,null,null,null,null,null,null,null,null,null,null,null,null,null,null,null,null,null,null,null,null,null,null,null,null,null,null,null,null,null,null,null,null,null,null,null,null,null,null,null,null,null,null,null,null,null,null,null,null,null,null,null,null,null,null,null,null,null,null,null,null,null,null,null,null,null,null,null,null,null,null,null,null,null,null,null,null,null,null,null,null,null,null,null,null,null,null,null,null,null,null,null,null,null,null,null,null,null,null,null,null,null,null,null,null,null,null,null,null,null,null,null,null,null,null,null,null,null,null,null,null,null,null,null,null,null,null,null,null,null,null,null,null,null,null,null,null,null,null,null,null,null,null,null,null,null,null,null,null,null,null,null,null,null,null,null,null,null,null,null,null,null,null,null,null,null,null,null,null,null,null,null,null,null,null,null,null,null,null,null,null,null,null,null,null,null,null,null,null,null,null,null,null,null,null,null,null,null,null,null,null,null,null,null,null,null,null,null,null,null,null,null,null,null,null,null,null,null,null,null,null,null,null,null,null,null,null,null,null,null,null,null,null,null,null,null,null,null,null,null,null,null,null,null,null,null,null,null,null,null,null,0,null,null,null,null,null,0,null,null,0,null,null,null,null,null,null,null,null,null,null,null,0,null,null,0,null,null,0,null,null,0,null,null,null,null,null,null,null,null,0,null,null,null,null,null,null,null,null,0,null,null,null,null,null,null,null,null,0,null,null,0,null,null,null,null,null,null,null,null,null,null,null,0,null,null,null,null,null,0,null,null,null,null,null,null,null,null,null,null,null,null,null,null,null,null,null,null,null,null,null,null,null,null,null,null,0]
["9.17","V",17,"Ogledalo sa etažerom (iznad umivaonika)\nčetvrtasto, min. dimenzija 80x60cm","Mirror with shelf above wash basin \nsquare, min. 80x60cm","kom/pcs",{"$f":"CENA!G197","v":0},28,0,null,null,null,null,null,null,null,null,null,null,null,null,null,null,null,null,null,null,null,null,null,null,null,null,null,null,null,null,null,null,null,null,null,null,null,null,null,null,null,null,null,null,null,null,null,null,null,null,null,null,null,null,null,null,null,null,null,null,null,null,null,null,null,null,null,null,null,null,null,null,null,null,null,null,null,null,null,null,null,null,null,null,null,null,1,0,null,1,0,null,1,0,null,null,null,null,null,null,null,null,null,null,null,null,null,null,null,null,null,null,null,null,null,null,null,null,null,null,null,null,null,null,null,null,null,null,null,null,null,null,null,null,null,null,null,null,null,null,null,null,null,null,null,null,null,null,null,null,null,null,1,0,null,0,0,null,1,0,null,null,null,null,1,0,null,null,null,null,null,null,null,null,null,null,null,null,null,null,null,null,null,null,null,null,null,null,null,null,null,null,null,null,null,null,null,null,null,null,null,null,null,null,null,null,null,null,null,null,null,null,null,null,null,null,null,null,null,null,null,null,null,null,null,null,null,null,null,null,null,null,null,null,null,null,null,null,null,null,null,null,null,null,null,null,null,null,null,null,null,null,null,null,null,null,null,null,null,null,null,null,null,null,null,null,null,null,null,null,null,null,null,null,null,null,null,null,null,null,null,null,null,null,null,null,null,null,null,null,null,null,null,null,null,null,null,null,null,null,null,null,null,null,null,null,null,null,null,null,null,null,null,null,null,null,null,null,null,null,null,null,null,null,null,null,null,null,null,null,null,null,null,null,null,null,null,null,null,null,null,null,null,null,null,null,null,null,null,null,null,null,null,null,null,null,null,null,null,null,null,null,null,null,null,null,null,null,null,null,null,null,null,null,null,null,null,null,null,null,null,null,null,null,null,null,null,null,null,null,null,null,null,null,null,null,null,null,null,null,null,null,null,null,null,null,null,null,null,null,null,null,null,null,null,null,null,null,null,null,null,null,null,null,null,null,null,null,null,null,null,null,null,null,null,null,null,null,null,null,null,null,null,null,0,null,1,0,null,null,0,null,1,0,null,null,0,null,0,0,null,0,0,null,1,0,null,null,0,null,1,0,null,1,0,null,0,0,null,0,0,null,0,0,null,1,0,null,1,0,null,1,0,null,1,0,null,1,0,null,0,0,null,1,0,null,1,0,null,1,0,null,1,0,null,2,0,null,1,0,null,1,0,null,1,0,null,1,0,null,1,0,null,null,null,null,null,null,null,null,null,null,null,null,null,null,null,null,null,null,null,null,null,null,null,null,null,1,0]
["9.18","V",18,"Baterije (slavine) \nhromirane baterije za hladnu i toplu vodu","Lever\nchrome lever for cold and hot water","/","/","/","/",null,null,null,null,null,null,null,null,null,null,null,null,null,null,null,null,null,null,null,null,null,null,null,null,null,null,null,null,null,null,null,null,null,null,null,null,null,null,null,null,null,null,null,null,null,null,null,null,null,null,null,null,null,null,null,null,null,null,null,null,null,null,null,null,null,null,null,null,null,null,null,null,null,null,null,null,null,null,null,null,null,null,null,null,"/","/",null,"/","/",null,"/","/",null,null,null,null,null,null,null,null,null,null,null,null,null,null,null,null,null,null,null,null,null,null,null,null,null,null,null,null,null,null,null,null,null,null,null,null,null,null,null,null,null,null,null,null,null,null,null,null,null,null,null,null,null,null,null,null,null,null,"/","/",null,"/","/",null,"/","/",null,null,null,null,"/","/",null,null,null,null,null,null,null,null,null,null,null,null,null,null,null,null,null,null,null,null,null,null,null,null,null,null,null,null,null,null,null,null,null,null,null,null,null,null,null,null,null,null,null,null,null,null,null,null,null,null,null,null,null,null,null,null,null,null,null,null,null,null,null,null,null,null,null,null,null,null,null,null,null,null,null,null,null,null,null,null,null,null,null,null,null,null,null,null,null,null,null,null,null,null,null,null,null,null,null,null,null,null,null,null,null,null,null,null,null,null,null,null,null,null,null,null,null,null,null,null,null,null,null,null,null,null,null,null,null,null,null,null,null,null,null,null,null,null,null,null,null,null,null,null,null,null,null,null,null,null,null,null,null,null,null,null,null,null,null,null,null,null,null,null,null,null,null,null,null,null,null,null,null,null,null,null,null,null,null,null,null,null,null,null,null,null,null,null,null,null,null,null,null,null,null,null,null,null,null,null,null,null,null,null,null,null,null,null,null,null,null,null,null,null,null,null,null,null,null,null,null,null,null,null,null,null,null,null,null,null,null,null,null,null,null,null,null,null,null,null,null,null,null,null,null,null,null,null,null,null,null,null,null,null,null,null,null,null,null,null,null,null,null,null,null,null,null,null,null,null,null,null,null,null,null,null,null,"/","/",null,"/","/",null,"/","/",null,"/","/",null,"/","/",null,"/","/",null,"/","/",null,"/","/",null,"/","/",null,"/","/",null,"/","/",null,"/","/",null,"/","/",null,"/","/",null,"/","/",null,"/","/",null,"/","/",null,"/","/",null,"/","/",null,"/","/",null,"/","/",null,"/","/",null,"/","/",null,"/","/",null,"/","/",null,"/","/",null,"/","/",null,"/","/",null,"/","/",null,"/","/",null,null,null,null,null,null,null,null,null,null,null,null,null,null,null,null,null,null,null,null,null,null,null,null,null,"/","/"]
[null,null,null,"Oprema u kuhinji","KITCHEN EQUIPMENT",null,null,null,null,null,null,null,null,null,null,null,null,null,null,null,null,null,null,null,null,null,null,null,null,null,null,null,null,null,null,null,null,null,null,null,null,null,null,null,null,null,null,null,null,null,null,null,null,null,null,null,null,null,null,null,null,null,null,null,null,null,null,null,null,null,null,null,null,null,null,null,null,null,null,null,null,null,null,null,null,null,null,null,null,null,null,null,null,null,null,null,null,null,null,null,null,null,null,null,null,null,null,null,null,null,null,null,null,null,null,null,null,null,null,null,null,null,null,null,null,null,null,null,null,null,null,null,null,null,null,null,null,null,null,null,null,null,null,null,null,null,null,null,null,null,null,null,null,null,null,null,null,null,null,0,null,null,0,null,null,0,null,null,null,null,null,0,null,null,null,null,null,null,null,null,null,null,null,null,null,null,null,null,null,null,null,null,null,null,null,null,null,null,null,null,null,null,null,null,null,null,null,null,null,null,null,null,null,null,null,null,null,null,null,null,null,null,null,null,null,null,null,null,null,null,null,null,null,null,null,null,null,null,null,null,null,null,null,null,null,null,null,null,null,null,null,null,null,null,null,null,null,null,null,null,null,null,null,null,null,null,null,null,null,null,null,null,null,null,null,null,null,null,null,null,null,null,null,null,null,null,null,null,null,null,null,null,null,null,null,null,null,null,null,null,null,null,null,null,null,null,null,null,null,null,null,null,null,null,null,null,null,null,null,null,null,null,null,null,null,null,null,null,null,null,null,null,null,null,null,null,null,null,null,null,null,null,null,null,null,null,null,null,null,null,null,null,null,null,null,null,null,null,null,null,null,null,null,null,null,null,null,null,null,null,null,null,null,null,null,null,null,null,null,null,null,null,null,null,null,null,null,null,null,null,null,null,null,null,null,null,null,null,null,null,null,null,null,null,null,null,null,null,null,null,null,null,null,null,null,null,null,null,null,null,null,null,null,null,null,null,null,null,null,null,null,null,null,null,null,null,null,null,null,null,null,null,null,null,null,null,null,null,null,null,null,null,null,null,null,null,null,null,null,0,null,null,null,null,null,0,null,null,0,null,null,null,null,null,null,null,null,null,null,null,0,null,null,0,null,null,0,null,null,0,null,null,null,null,null,null,null,null,0,null,null,null,null,null,null,null,null,0,null,null,null,null,null,null,null,null,0,null,null,0,null,null,null,null,null,null,null,null,null,null,null,0,null,null,null,null,null,0,null,null,null,null,null,null,null,null,null,null,null,null,null,null,null,null,null,null,null,null,null,null,null,null,null,null,0]
["9.21","V",21,"Baterija za sudoperu jednoručna stojeća hromirana baterija za hladnu i toplu vodu ","Sink-standing single lever chrome mixer for hot and cold water","kom/pcs",{"$f":"CENA!G205","v":0},20,0,null,null,null,null,null,null,null,null,null,null,null,null,null,null,null,null,null,null,null,null,null,null,null,null,null,null,null,null,null,null,null,null,null,null,null,null,null,null,null,null,null,null,null,null,null,null,null,null,null,null,null,null,null,null,null,null,null,null,null,null,null,null,null,null,null,null,null,null,null,null,null,null,null,null,null,null,null,null,null,null,null,null,null,null,1,{"$f":"$G214*CP214","v":0},null,1,{"$f":"$G214*CS214","v":0},null,1,{"$f":"$G214*CV214","v":0},null,null,null,null,null,null,null,null,null,null,null,null,null,null,null,null,null,null,null,null,null,null,null,null,null,null,null,null,null,null,null,null,null,null,null,null,null,null,null,null,null,null,null,null,null,null,null,null,null,null,null,null,null,null,null,null,null,null,1,{"$f":"$G214*FD214","v":0},null,0,{"$f":"$G214*FG214","v":0},null,1,{"$f":"$G214*FJ214","v":0},null,null,null,null,1,{"$f":"$G214*FP214","v":0},null,null,null,null,null,null,null,null,null,null,null,null,null,null,null,null,null,null,null,null,null,null,null,null,null,null,null,null,null,null,null,null,null,null,null,null,null,null,null,null,null,null,null,null,null,null,null,null,null,null,null,null,null,null,null,null,null,null,null,null,null,null,null,null,null,null,null,null,null,null,null,null,null,null,null,null,null,null,null,null,null,null,null,null,null,null,null,null,null,null,null,null,null,null,null,null,null,null,null,null,null,null,null,null,null,null,null,null,null,null,null,null,null,null,null,null,null,null,null,null,null,null,null,null,null,null,null,null,null,null,null,null,null,null,null,null,null,null,null,null,null,null,null,null,null,null,null,null,null,null,null,null,null,null,null,null,null,null,null,null,null,null,null,null,null,null,null,null,null,null,null,null,null,null,null,null,null,null,null,null,null,null,null,null,null,null,null,null,null,null,null,null,null,null,null,null,null,null,null,null,null,null,null,null,null,null,null,null,null,null,null,null,null,null,null,null,null,null,null,null,null,null,null,null,null,null,null,null,null,null,null,null,null,null,null,null,null,null,null,null,null,null,null,null,null,null,null,null,null,null,null,null,null,null,null,null,null,null,null,null,null,null,null,null,null,null,null,null,null,null,null,null,null,null,null,null,null,null,{"$f":"$G214*QI214","v":0},null,null,{"$f":"$G214*QL214","v":0},null,null,{"$f":"$G214*QO214","v":0},null,1,{"$f":"$G214*QR214","v":0},null,null,{"$f":"$G214*QU214","v":0},null,0,{"$f":"$G214*QX214","v":0},null,0,{"$f":"$G214*RA214","v":0},null,1,{"$f":"$G214*RD214","v":0},null,null,{"$f":"$G214*RG214","v":0},null,1,{"$f":"$G214*RJ214","v":0},null,1,{"$f":"$G214*RM214","v":0},null,0,0,null,1,0,null,0,{"$f":"$G214*RV214","v":0},null,null,{"$f":"$G214*RY214","v":0},null,null,{"$f":"$G214*SB214","v":0},null,1,{"$f":"$G214*SE214","v":0},null,null,{"$f":"$G214*SH214","v":0},null,null,{"$f":"$G214*SK214","v":0},null,0,{"$f":"$G214*SN214","v":0},null,null,{"$f":"$G214*SQ214","v":0},null,1,{"$f":"$G214*ST214","v":0},null,1,{"$f":"$G214*SW214","v":0},null,1,{"$f":"$G214*SZ214","v":0},null,1,{"$f":"$G214*TC214","v":0},null,null,{"$f":"$G214*TF214","v":0},null,1,{"$f":"$G214*TI214","v":0},null,1,0,null,null,0,null,1,{"$f":"$G214*TR214","v":0},null,null,null,null,null,null,null,null,null,null,null,null,null,null,null,null,null,null,null,null,null,null,null,null,null,1,{"$f":"$G214*US214","v":0}]
["10.1","E",1,"Napojni kablovi","Power cables","/","/","/","/",null,null,null,null,null,null,null,null,null,null,null,null,null,null,null,null,null,null,null,null,null,null,null,null,null,null,null,null,null,null,null,null,null,null,null,null,null,null,null,null,null,null,null,null,null,null,null,null,null,null,null,null,null,null,null,null,null,null,null,null,null,null,null,null,null,null,null,null,null,null,null,null,null,null,null,null,null,null,null,null,null,null,null,null,"/","/",null,"/","/",null,"/","/",null,null,null,null,null,null,null,null,null,null,null,null,null,null,null,null,null,null,null,null,null,null,null,null,null,null,null,null,null,null,null,null,null,null,null,null,null,null,null,null,null,null,null,null,null,null,null,null,null,null,null,null,null,null,null,null,null,null,"/","/",null,"/","/",null,"/","/",null,null,null,null,"/","/",null,null,null,null,null,null,null,null,null,null,null,null,null,null,null,null,null,null,null,null,null,null,null,null,null,null,null,null,null,null,null,null,null,null,null,null,null,null,null,null,null,null,null,null,null,null,null,null,null,null,null,null,null,null,null,null,null,null,null,null,null,null,null,null,null,null,null,null,null,null,null,null,null,null,null,null,null,null,null,null,null,null,null,null,null,null,null,null,null,null,null,null,null,null,null,null,null,null,null,null,null,null,null,null,null,null,null,null,null,null,null,null,null,null,null,null,null,null,null,null,null,null,null,null,null,null,null,null,null,null,null,null,null,null,null,null,null,null,null,null,null,null,null,null,null,null,null,null,null,null,null,null,null,null,null,null,null,null,null,null,null,null,null,null,null,null,null,null,null,null,null,null,null,null,null,null,null,null,null,null,null,null,null,null,null,null,null,null,null,null,null,null,null,null,null,null,null,null,null,null,null,null,null,null,null,null,null,null,null,null,null,null,null,null,null,null,null,null,null,null,null,null,null,null,null,null,null,null,null,null,null,null,null,null,null,null,null,null,null,null,null,null,null,null,null,null,null,null,null,null,null,null,null,null,null,null,null,null,null,null,null,null,null,null,null,null,null,null,null,null,null,null,null,null,null,null,null,"/","/",null,"/","/",null,"/","/",null,"/","/",null,"/","/",null,"/","/",null,"/","/",null,"/","/",null,"/","/",null,"/","/",null,"/","/",null,"/","/",null,"/","/",null,"/","/",null,"/","/",null,"/","/",null,"/","/",null,"/","/",null,"/","/",null,"/","/",null,"/","/",null,"/","/",null,"/","/",null,"/","/",null,"/","/",null,"/","/",null,"/","/",null,"/","/",null,"/","/",null,"/","/",null,null,null,null,null,null,null,null,null,null,null,null,null,null,null,null,null,null,null,null,null,null,null,null,null,"/","/"]
["10.1.3",null,"C","PP00-Y   5x10  mm2","PP00-Y   5x10  mm2","m",{"$f":"CENA!G212","v":0},0,0,null,null,null,null,null,null,null,null,null,null,null,null,null,null,null,null,null,null,null,null,null,null,null,null,null,null,null,null,null,null,null,null,null,null,null,null,null,null,null,null,null,null,null,null,null,null,null,null,null,null,null,null,null,null,null,null,null,null,null,null,null,null,null,null,null,null,null,null,null,null,null,null,null,null,null,null,null,null,null,null,null,null,null,null,null,{"$f":"$G221*CP221","v":0},null,null,0,null,null,{"$f":"$G221*CV221","v":0},null,null,null,null,null,null,null,null,null,null,null,null,null,null,null,null,null,null,null,null,null,null,null,null,null,null,null,null,null,null,null,null,null,null,null,null,null,null,null,null,null,null,null,null,null,null,null,null,null,null,null,null,null,null,null,null,null,null,0,{"$f":"$G221*FD221","v":0},null,0,{"$f":"$G221*FG221","v":0},null,0,{"$f":"$G221*FJ221","v":0},null,null,null,null,0,{"$f":"$G221*FP221","v":0},null,null,null,null,null,null,null,null,null,null,null,null,null,null,null,null,null,null,null,null,null,null,null,null,null,null,null,null,null,null,null,null,null,null,null,null,null,null,null,null,null,null,null,null,null,null,null,null,null,null,null,null,null,null,null,null,null,null,null,null,null,null,null,null,null,null,null,null,null,null,null,null,null,null,null,null,null,null,null,null,null,null,null,null,null,null,null,null,null,null,null,null,null,null,null,null,null,null,null,null,null,null,null,null,null,null,null,null,null,null,null,null,null,null,null,null,null,null,null,null,null,null,null,null,null,null,null,null,null,null,null,null,null,null,null,null,null,null,null,null,null,null,null,null,null,null,null,null,null,null,null,null,null,null,null,null,null,null,null,null,null,null,null,null,null,null,null,null,null,null,null,null,null,null,null,null,null,null,null,null,null,null,null,null,null,null,null,null,null,null,null,null,null,null,null,null,null,null,null,null,null,null,null,null,null,null,null,null,null,null,null,null,null,null,null,null,null,null,null,null,null,null,null,null,null,null,null,null,null,null,null,null,null,null,null,null,null,null,null,null,null,null,null,null,null,null,null,null,null,null,null,null,null,null,null,null,null,null,null,null,null,null,null,null,null,null,null,null,null,null,null,null,null,null,null,null,null,null,{"$f":"$G221*QI221","v":0},null,null,{"$f":"$G221*QL221","v":0},null,null,{"$f":"$G221*QO221","v":0},null,0,{"$f":"$G221*QR221","v":0},null,null,{"$f":"$G221*QU221","v":0},null,0,{"$f":"$G221*QX221","v":0},null,0,{"$f":"$G221*RA221","v":0},null,null,{"$f":"$G221*RD221","v":0},null,null,{"$f":"$G221*RG221","v":0},null,null,{"$f":"$G221*RJ221","v":0},null,0,{"$f":"$G221*RM221","v":0},null,0,0,null,0,0,null,0,{"$f":"$G221*RV221","v":0},null,null,0,null,null,{"$f":"$G221*SB221","v":0},null,0,{"$f":"$G221*SE221","v":0},null,null,{"$f":"$G221*SH221","v":0},null,null,{"$f":"$G221*SK221","v":0},null,0,{"$f":"$G221*SN221","v":0},null,null,{"$f":"$G221*SQ221","v":0},null,null,{"$f":"$G221*ST221","v":0},null,0,{"$f":"$G221*SW221","v":0},null,0,{"$f":"$G221*SZ221","v":0},null,null,{"$f":"$G221*TC221","v":0},null,null,{"$f":"$G221*TF221","v":0},null,null,{"$f":"$G221*TI221","v":0},null,0,0,null,null,0,null,0,{"$f":"$G221*TR221","v":0},null,null,null,null,null,null,null,null,null,null,null,null,null,null,null,null,null,null,null,null,null,null,null,null,null,0,{"$f":"$G221*US221","v":0}]
["10.2.2",null,"B","PP-Y       4x1,5  mm2","PP-Y       4x1,5  mm2","m",{"$f":"CENA!G215","v":0},100,0,null,null,null,null,null,null,null,null,null,null,null,null,null,null,null,null,null,null,null,null,null,null,null,null,null,null,null,null,null,null,null,null,null,null,null,null,null,null,null,null,null,null,null,null,null,null,null,null,null,null,null,null,null,null,null,null,null,null,null,null,null,null,null,null,null,null,null,null,null,null,null,null,null,null,null,null,null,null,null,null,null,null,null,null,null,{"$f":"$G224*CP224","v":0},null,null,0,null,null,{"$f":"$G224*CV224","v":0},null,null,null,null,null,null,null,null,null,null,null,null,null,null,null,null,null,null,null,null,null,null,null,null,null,null,null,null,null,null,null,null,null,null,null,null,null,null,null,null,null,null,null,null,null,null,null,null,null,null,null,null,null,null,null,null,null,null,0,{"$f":"$G224*FD224","v":0},null,0,{"$f":"$G224*FG224","v":0},null,0,{"$f":"$G224*FJ224","v":0},null,null,null,null,0,{"$f":"$G224*FP224","v":0},null,null,null,null,null,null,null,null,null,null,null,null,null,null,null,null,null,null,null,null,null,null,null,null,null,null,null,null,null,null,null,null,null,null,null,null,null,null,null,null,null,null,null,null,null,null,null,null,null,null,null,null,null,null,null,null,null,null,null,null,null,null,null,null,null,null,null,null,null,null,null,null,null,null,null,null,null,null,null,null,null,null,null,null,null,null,null,null,null,null,null,null,null,null,null,null,null,null,null,null,null,null,null,null,null,null,null,null,null,null,null,null,null,null,null,null,null,null,null,null,null,null,null,null,null,null,null,null,null,null,null,null,null,null,null,null,null,null,null,null,null,null,null,null,null,null,null,null,null,null,null,null,null,null,null,null,null,null,null,null,null,null,null,null,null,null,null,null,null,null,null,null,null,null,null,null,null,null,null,null,null,null,null,null,null,null,null,null,null,null,null,null,null,null,null,null,null,null,null,null,null,null,null,null,null,null,null,null,null,null,null,null,null,null,null,null,null,null,null,null,null,null,null,null,null,null,null,null,null,null,null,null,null,null,null,null,null,null,null,null,null,null,null,null,null,null,null,null,null,null,null,null,null,null,null,null,null,null,null,null,null,null,null,null,null,null,null,null,null,null,null,null,null,null,null,null,null,null,{"$f":"$G224*QI224","v":0},null,null,{"$f":"$G224*QL224","v":0},null,null,{"$f":"$G224*QO224","v":0},null,0,{"$f":"$G224*QR224","v":0},null,null,{"$f":"$G224*QU224","v":0},null,0,{"$f":"$G224*QX224","v":0},null,0,{"$f":"$G224*RA224","v":0},null,null,{"$f":"$G224*RD224","v":0},null,null,{"$f":"$G224*RG224","v":0},null,null,{"$f":"$G224*RJ224","v":0},null,0,{"$f":"$G224*RM224","v":0},null,0,0,null,0,0,null,0,{"$f":"$G224*RV224","v":0},null,50,0,null,null,{"$f":"$G224*SB224","v":0},null,0,{"$f":"$G224*SE224","v":0},null,null,{"$f":"$G224*SH224","v":0},null,null,{"$f":"$G224*SK224","v":0},null,0,{"$f":"$G224*SN224","v":0},null,null,{"$f":"$G224*SQ224","v":0},null,null,{"$f":"$G224*ST224","v":0},null,0,{"$f":"$G224*SW224","v":0},null,0,{"$f":"$G224*SZ224","v":0},null,50,{"$f":"$G224*TC224","v":0},null,null,{"$f":"$G224*TF224","v":0},null,null,{"$f":"$G224*TI224","v":0},null,0,0,null,null,0,null,0,{"$f":"$G224*TR224","v":0},null,null,null,null,null,null,null,null,null,null,null,null,null,null,null,null,null,null,null,null,null,null,null,null,null,0,{"$f":"$G224*US224","v":0}]
["10.2.3",null,"C","PP-Y       3x2,5  mm2","PP-Y       3x2,5  mm2","m",{"$f":"CENA!G216","v":0},4050,0,null,null,null,null,null,null,null,null,null,null,null,null,null,null,null,null,null,null,null,null,null,null,null,null,null,null,null,null,null,null,null,null,null,null,null,null,null,null,null,null,null,null,null,null,null,null,null,null,null,null,null,null,null,null,null,null,null,null,null,null,null,null,null,null,null,null,null,null,null,null,null,null,null,null,null,null,null,null,null,null,null,null,null,null,250,{"$f":"$G225*CP225","v":0},null,250,0,null,null,{"$f":"$G225*CV225","v":0},null,null,null,null,null,null,null,null,null,null,null,null,null,null,null,null,null,null,null,null,null,null,null,null,null,null,null,null,null,null,null,null,null,null,null,null,null,null,null,null,null,null,null,null,null,null,null,null,null,null,null,null,null,null,null,null,null,null,0,{"$f":"$G225*FD225","v":0},null,0,{"$f":"$G225*FG225","v":0},null,250,{"$f":"$G225*FJ225","v":0},null,null,null,null,250,{"$f":"$G225*FP225","v":0},null,null,null,null,null,null,null,null,null,null,null,null,null,null,null,null,null,null,null,null,null,null,null,null,null,null,null,null,null,null,null,null,null,null,null,null,null,null,null,null,null,null,null,null,null,null,null,null,null,null,null,null,null,null,null,null,null,null,null,null,null,null,null,null,null,null,null,null,null,null,null,null,null,null,null,null,null,null,null,null,null,null,null,null,null,null,null,null,null,null,null,null,null,null,null,null,null,null,null,null,null,null,null,null,null,null,null,null,null,null,null,null,null,null,null,null,null,null,null,null,null,null,null,null,null,null,null,null,null,null,null,null,null,null,null,null,null,null,null,null,null,null,null,null,null,null,null,null,null,null,null,null,null,null,null,null,null,null,null,null,null,null,null,null,null,null,null,null,null,null,null,null,null,null,null,null,null,null,null,null,null,null,null,null,null,null,null,null,null,null,null,null,null,null,null,null,null,null,null,null,null,null,null,null,null,null,null,null,null,null,null,null,null,null,null,null,null,null,null,null,null,null,null,null,null,null,null,null,null,null,null,null,null,null,null,null,null,null,null,null,null,null,null,null,null,null,null,null,null,null,null,null,null,null,null,null,null,null,null,null,null,null,null,null,null,null,null,null,null,null,null,null,null,null,null,null,null,null,{"$f":"$G225*QI225","v":0},null,250,{"$f":"$G225*QL225","v":0},null,null,{"$f":"$G225*QO225","v":0},null,0,{"$f":"$G225*QR225","v":0},null,null,{"$f":"$G225*QU225","v":0},null,250,{"$f":"$G225*QX225","v":0},null,0,{"$f":"$G225*RA225","v":0},null,null,{"$f":"$G225*RD225","v":0},null,null,{"$f":"$G225*RG225","v":0},null,null,{"$f":"$G225*RJ225","v":0},null,0,{"$f":"$G225*RM225","v":0},null,0,0,null,250,0,null,250,{"$f":"$G225*RV225","v":0},null,null,0,null,150,{"$f":"$G225*SB225","v":0},null,250,{"$f":"$G225*SE225","v":0},null,null,{"$f":"$G225*SH225","v":0},null,null,{"$f":"$G225*SK225","v":0},null,0,{"$f":"$G225*SN225","v":0},null,250,{"$f":"$G225*SQ225","v":0},null,null,{"$f":"$G225*ST225","v":0},null,250,{"$f":"$G225*SW225","v":0},null,250,{"$f":"$G225*SZ225","v":0},null,150,{"$f":"$G225*TC225","v":0},null,null,{"$f":"$G225*TF225","v":0},null,250,{"$f":"$G225*TI225","v":0},null,250,0,null,null,0,null,250,{"$f":"$G225*TR225","v":0},null,null,null,null,null,null,null,null,null,null,null,null,null,null,null,null,null,null,null,null,null,null,null,null,null,0,{"$f":"$G225*US225","v":0}]
["10.3.1",null,"A","fi 16mm2","fi 16mm2","m",{"$f":"CENA!G219","v":0},{"$f":"J228+M228+P228+S228+AQ228+CJ228+DK228+FD228+V228+Y228+AB228+AE228+AH228+AK228+AN228+AT228+AW228+AZ228+BC228+BF228+BI228+BL228+BO228+BR228+BU228+BX228+CA228+CD228+CG228+CM228+CP228+CS228+CV228+CY228+DB228+DE228+DH228+DN228+DQ228+DT228+DW228+DZ228+EC228+EF228+EI228+EL228+EO228+ER228+EU228+EX228+FA228+FG228+FJ228+FM228+FP228+FS228+FV228+FY228+GB228+GE228+GH228+GK228+GN228+GQ228+GT228+GW228+GZ228+HC228+HF228+HI228+HL228+HO228+HR228+HU228+HX228+IA228+ID228+IG228+IJ228+IM228+IP228+IS228+IV228+IY228+JB228+JE228+JH228+JK228+JN228+JQ228+JT228+JW228+JZ228+KC228+KF228+KI228+KL228+KO228+KR228+KU228+KX228+LA228+LD228+LG228+LJ228+LM228+LP228+LS228+LV228+LY228+MB228+ME228+MH228+MK228+MN228+MQ228+MT228+MW228+MZ228+NC228+NF228+NI228+NL228+NO228+NR228+NU228+NX228+OA228+OD228+OG228+OJ228+OM228+OP228+OS228+OV228+OY228+PB228+PE228+PH228+PK228+PN228+PQ228+PT228+PW228+PZ228+QC228+QF228+QI228+QL228+QO228+QR228+QU228+QX228+RA228+RD228+RG228+RJ228+RM228+RP228+RS228+RV228+RY228+SB228+SE228+SH228+SK228+SN228+SQ228+ST228+SW228+SZ228+TC228+TF228+TI228+TL228+TO228+TR228+TU228+TX228+UA228+UD228+UG228+UJ228+UM228+UP228+US228","v":350},{"$f":"G228*H228","v":0},null,null,null,null,null,null,null,null,null,null,null,null,null,null,null,null,null,null,null,null,null,null,null,null,null,null,null,null,null,null,null,null,null,null,null,null,null,null,null,null,null,null,null,null,null,null,null,null,null,null,null,null,null,null,null,null,null,null,null,null,null,null,null,null,null,null,null,null,null,null,null,null,null,null,null,null,null,null,null,null,null,null,null,null,null,{"$f":"$G228*CP228","v":0},null,null,{"$f":"$G228*CS228","v":0},null,null,{"$f":"$G228*CV228","v":0},null,null,null,null,null,null,null,null,null,null,null,null,null,null,null,null,null,null,null,null,null,null,null,null,null,null,null,null,null,null,null,null,null,null,null,null,null,null,null,null,null,null,null,null,null,null,null,null,null,null,null,null,null,null,null,null,null,null,0,{"$f":"$G228*FD228","v":0},null,0,{"$f":"$G228*FG228","v":0},null,0,{"$f":"$G228*FJ228","v":0},null,null,null,null,0,{"$f":"$G228*FP228","v":0},null,null,null,null,null,null,null,null,null,null,null,null,null,null,null,null,null,null,null,null,null,null,null,null,null,null,null,null,null,null,null,null,null,null,null,null,null,null,null,null,null,null,null,null,null,null,null,null,null,null,null,null,null,null,null,null,null,null,null,null,null,null,null,null,null,null,null,null,null,null,null,null,null,null,null,null,null,null,null,null,null,null,null,null,null,null,null,null,null,null,null,null,null,null,null,null,null,null,null,null,null,null,null,null,null,null,null,null,null,null,null,null,null,null,null,null,null,null,null,null,null,null,null,null,null,null,null,null,null,null,null,null,null,null,null,null,null,null,null,null,null,null,null,null,null,null,null,null,null,null,null,null,null,null,null,null,null,null,null,null,null,null,null,null,null,null,null,null,null,null,null,null,null,null,null,null,null,null,null,null,null,null,null,null,null,null,null,null,null,null,null,null,null,null,null,null,null,null,null,null,null,null,null,null,null,null,null,null,null,null,null,null,null,null,null,null,null,null,null,null,null,null,null,null,null,null,null,null,null,null,null,null,null,null,null,null,null,null,null,null,null,null,null,null,null,null,null,null,null,null,null,null,null,null,null,null,null,null,null,null,null,null,null,null,null,null,null,null,null,null,null,null,null,null,null,null,null,null,{"$f":"$G228*QI228","v":0},null,null,{"$f":"$G228*QL228","v":0},null,250,{"$f":"$G228*QO228","v":0},null,0,{"$f":"$G228*QR228","v":0},null,null,{"$f":"$G228*QU228","v":0},null,0,{"$f":"$G228*QX228","v":0},null,0,{"$f":"$G228*RA228","v":0},null,null,{"$f":"$G228*RD228","v":0},null,null,{"$f":"$G228*RG228","v":0},null,null,{"$f":"$G228*RJ228","v":0},null,0,{"$f":"$G228*RM228","v":0},null,0,{"$f":"$G228*RP228","v":0},null,0,{"$f":"$G228*RS228","v":0},null,0,{"$f":"$G228*RV228","v":0},null,null,{"$f":"$G228*RY228","v":0},null,null,{"$f":"$G228*SB228","v":0},null,0,{"$f":"$G228*SE228","v":0},null,null,{"$f":"$G228*SH228","v":0},null,null,{"$f":"$G228*SK228","v":0},null,0,{"$f":"$G228*SN228","v":0},null,null,{"$f":"$G228*SQ228","v":0},null,null,{"$f":"$G228*ST228","v":0},null,0,{"$f":"$G228*SW228","v":0},null,0,{"$f":"$G228*SZ228","v":0},null,100,{"$f":"$G228*TC228","v":0},null,null,{"$f":"$G228*TF228","v":0},null,null,{"$f":"$G228*TI228","v":0},null,0,{"$f":"$G228*TL228","v":0},null,null,{"$f":"$G228*TO228","v":0},null,0,{"$f":"$G228*TR228","v":0},null,null,null,null,null,null,null,null,null,null,null,null,null,null,null,null,null,null,null,null,null,null,null,null,null,0,{"$f":"$G228*US228","v":0}]
[null,null,null,"Instalacioni materijal","Installation material",null,null,null,null,null,null,null,null,null,null,null,null,null,null,null,null,null,null,null,null,null,null,null,null,null,null,null,null,null,null,null,null,null,null,null,null,null,null,null,null,null,null,null,null,null,null,null,null,null,null,null,null,null,null,null,null,null,null,null,null,null,null,null,null,null,null,null,null,null,null,null,null,null,null,null,null,null,null,null,null,null,null,null,null,null,null,null,null,null,null,null,null,null,null,null,null,null,null,null,null,null,null,null,null,null,null,null,null,null,null,null,null,null,null,null,null,null,null,null,null,null,null,null,null,null,null,null,null,null,null,null,null,null,null,null,null,null,null,null,null,null,null,null,null,null,null,null,null,null,null,null,null,null,null,0,null,null,0,null,null,0,null,null,null,null,null,0,null,null,null,null,null,null,null,null,null,null,null,null,null,null,null,null,null,null,null,null,null,null,null,null,null,null,null,null,null,null,null,null,null,null,null,null,null,null,null,null,null,null,null,null,null,null,null,null,null,null,null,null,null,null,null,null,null,null,null,null,null,null,null,null,null,null,null,null,null,null,null,null,null,null,null,null,null,null,null,null,null,null,null,null,null,null,null,null,null,null,null,null,null,null,null,null,null,null,null,null,null,null,null,null,null,null,null,null,null,null,null,null,null,null,null,null,null,null,null,null,null,null,null,null,null,null,null,null,null,null,null,null,null,null,null,null,null,null,null,null,null,null,null,null,null,null,null,null,null,null,null,null,null,null,null,null,null,null,null,null,null,null,null,null,null,null,null,null,null,null,null,null,null,null,null,null,null,null,null,null,null,null,null,null,null,null,null,null,null,null,null,null,null,null,null,null,null,null,null,null,null,null,null,null,null,null,null,null,null,null,null,null,null,null,null,null,null,null,null,null,null,null,null,null,null,null,null,null,null,null,null,null,null,null,null,null,null,null,null,null,null,null,null,null,null,null,null,null,null,null,null,null,null,null,null,null,null,null,null,null,null,null,null,null,null,null,null,null,null,null,null,null,null,null,null,null,null,null,null,null,null,null,null,null,null,null,null,0,null,null,null,null,null,0,null,null,0,null,null,null,null,null,null,null,null,null,null,null,0,null,null,0,null,null,0,null,null,0,null,null,null,null,null,null,null,null,0,null,null,null,null,null,null,null,null,0,null,null,null,null,null,null,null,null,0,null,null,0,null,null,null,null,null,null,null,null,null,null,null,0,null,null,null,null,null,0,null,null,null,null,null,null,null,null,null,null,null,null,null,null,null,null,null,null,null,null,null,null,null,null,null,null,0]
["10.5.2",null,"B","fi 78 mm","fi 78 mm","kom/pcs",{"$f":"CENA!G226","v":0},235,0,null,null,null,null,null,null,null,null,null,null,null,null,null,null,null,null,null,null,null,null,null,null,null,null,null,null,null,null,null,null,null,null,null,null,null,null,null,null,null,null,null,null,null,null,null,null,null,null,null,null,null,null,null,null,null,null,null,null,null,null,null,null,null,null,null,null,null,null,null,null,null,null,null,null,null,null,null,null,null,null,null,null,null,null,10,{"$f":"$G235*CP235","v":0},null,10,0,null,null,{"$f":"$G235*CV235","v":0},null,null,null,null,null,null,null,null,null,null,null,null,null,null,null,null,null,null,null,null,null,null,null,null,null,null,null,null,null,null,null,null,null,null,null,null,null,null,null,null,null,null,null,null,null,null,null,null,null,null,null,null,null,null,null,null,null,null,0,{"$f":"$G235*FD235","v":0},null,0,{"$f":"$G235*FG235","v":0},null,10,{"$f":"$G235*FJ235","v":0},null,null,null,null,10,{"$f":"$G235*FP235","v":0},null,null,null,null,null,null,null,null,null,null,null,null,null,null,null,null,null,null,null,null,null,null,null,null,null,null,null,null,null,null,null,null,null,null,null,null,null,null,null,null,null,null,null,null,null,null,null,null,null,null,null,null,null,null,null,null,null,null,null,null,null,null,null,null,null,null,null,null,null,null,null,null,null,null,null,null,null,null,null,null,null,null,null,null,null,null,null,null,null,null,null,null,null,null,null,null,null,null,null,null,null,null,null,null,null,null,null,null,null,null,null,null,null,null,null,null,null,null,null,null,null,null,null,null,null,null,null,null,null,null,null,null,null,null,null,null,null,null,null,null,null,null,null,null,null,null,null,null,null,null,null,null,null,null,null,null,null,null,null,null,null,null,null,null,null,null,null,null,null,null,null,null,null,null,null,null,null,null,null,null,null,null,null,null,null,null,null,null,null,null,null,null,null,null,null,null,null,null,null,null,null,null,null,null,null,null,null,null,null,null,null,null,null,null,null,null,null,null,null,null,null,null,null,null,null,null,null,null,null,null,null,null,null,null,null,null,null,null,null,null,null,null,null,null,null,null,null,null,null,null,null,null,null,null,null,null,null,null,null,null,null,null,null,null,null,null,null,null,null,null,null,null,null,null,null,null,null,null,{"$f":"$G235*QI235","v":0},null,20,{"$f":"$G235*QL235","v":0},null,null,{"$f":"$G235*QO235","v":0},null,10,{"$f":"$G235*QR235","v":0},null,null,{"$f":"$G235*QU235","v":0},null,10,{"$f":"$G235*QX235","v":0},null,0,{"$f":"$G235*RA235","v":0},null,null,{"$f":"$G235*RD235","v":0},null,null,{"$f":"$G235*RG235","v":0},null,null,{"$f":"$G235*RJ235","v":0},null,0,{"$f":"$G235*RM235","v":0},null,0,0,null,10,0,null,10,{"$f":"$G235*RV235","v":0},null,5,0,null,20,{"$f":"$G235*SB235","v":0},null,10,{"$f":"$G235*SE235","v":0},null,null,{"$f":"$G235*SH235","v":0},null,null,{"$f":"$G235*SK235","v":0},null,0,{"$f":"$G235*SN235","v":0},null,20,{"$f":"$G235*SQ235","v":0},null,null,{"$f":"$G235*ST235","v":0},null,10,{"$f":"$G235*SW235","v":0},null,10,{"$f":"$G235*SZ235","v":0},null,20,{"$f":"$G235*TC235","v":0},null,null,{"$f":"$G235*TF235","v":0},null,20,{"$f":"$G235*TI235","v":0},null,10,0,null,null,0,null,10,{"$f":"$G235*TR235","v":0},null,null,null,null,null,null,null,null,null,null,null,null,null,null,null,null,null,null,null,null,null,null,null,null,null,0,{"$f":"$G235*US235","v":0}]
["10.6.1",null,"A","16A, monofazna, 250 V","16A, single-phase, 250 V","kom/pcs",{"$f":"CENA!G229","v":0},{"$f":"J238+M238+P238+S238+AQ238+CJ238+DK238+FD238+V238+Y238+AB238+AE238+AH238+AK238+AN238+AT238+AW238+AZ238+BC238+BF238+BI238+BL238+BO238+BR238+BU238+BX238+CA238+CD238+CG238+CM238+CP238+CS238+CV238+CY238+DB238+DE238+DH238+DN238+DQ238+DT238+DW238+DZ238+EC238+EF238+EI238+EL238+EO238+ER238+EU238+EX238+FA238+FG238+FJ238+FM238+FP238+FS238+FV238+FY238+GB238+GE238+GH238+GK238+GN238+GQ238+GT238+GW238+GZ238+HC238+HF238+HI238+HL238+HO238+HR238+HU238+HX238+IA238+ID238+IG238+IJ238+IM238+IP238+IS238+IV238+IY238+JB238+JE238+JH238+JK238+JN238+JQ238+JT238+JW238+JZ238+KC238+KF238+KI238+KL238+KO238+KR238+KU238+KX238+LA238+LD238+LG238+LJ238+LM238+LP238+LS238+LV238+LY238+MB238+ME238+MH238+MK238+MN238+MQ238+MT238+MW238+MZ238+NC238+NF238+NI238+NL238+NO238+NR238+NU238+NX238+OA238+OD238+OG238+OJ238+OM238+OP238+OS238+OV238+OY238+PB238+PE238+PH238+PK238+PN238+PQ238+PT238+PW238+PZ238+QC238+QF238+QI238+QL238+QO238+QR238+QU238+QX238+RA238+RD238+RG238+RJ238+RM238+RP238+RS238+RV238+RY238+SB238+SE238+SH238+SK238+SN238+SQ238+ST238+SW238+SZ238+TC238+TF238+TI238+TL238+TO238+TR238+TU238+TX238+UA238+UD238+UG238+UJ238+UM238+UP238+US238","v":130},{"$f":"G238*H238","v":0},null,null,null,null,null,null,null,null,null,null,null,null,null,null,null,null,null,null,null,null,null,null,null,null,null,null,null,null,null,null,null,null,null,null,null,null,null,null,null,null,null,null,null,null,null,null,null,null,null,null,null,null,null,null,null,null,null,null,null,null,null,null,null,null,null,null,null,null,null,null,null,null,null,null,null,null,null,null,null,null,null,null,null,null,6,{"$f":"$G238*CP238","v":0},null,6,{"$f":"$G238*CS238","v":0},null,null,{"$f":"$G238*CV238","v":0},null,null,null,null,null,null,null,null,null,null,null,null,null,null,null,null,null,null,null,null,null,null,null,null,null,null,null,null,null,null,null,null,null,null,null,null,null,null,null,null,null,null,null,null,null,null,null,null,null,null,null,null,null,null,null,null,null,null,0,{"$f":"$G238*FD238","v":0},null,0,{"$f":"$G238*FG238","v":0},null,6,{"$f":"$G238*FJ238","v":0},null,null,null,null,6,{"$f":"$G238*FP238","v":0},null,null,null,null,null,null,null,null,null,null,null,null,null,null,null,null,null,null,null,null,null,null,null,null,null,null,null,null,null,null,null,null,null,null,null,null,null,null,null,null,null,null,null,null,null,null,null,null,null,null,null,null,null,null,null,null,null,null,null,null,null,null,null,null,null,null,null,null,null,null,null,null,null,null,null,null,null,null,null,null,null,null,null,null,null,null,null,null,null,null,null,null,null,null,null,null,null,null,null,null,null,null,null,null,null,null,null,null,null,null,null,null,null,null,null,null,null,null,null,null,null,null,null,null,null,null,null,null,null,null,null,null,null,null,null,null,null,null,null,null,null,null,null,null,null,null,null,null,null,null,null,null,null,null,null,null,null,null,null,null,null,null,null,null,null,null,null,null,null,null,null,null,null,null,null,null,null,null,null,null,null,null,null,null,null,null,null,null,null,null,null,null,null,null,null,null,null,null,null,null,null,null,null,null,null,null,null,null,null,null,null,null,null,null,null,null,null,null,null,null,null,null,null,null,null,null,null,null,null,null,null,null,null,null,null,null,null,null,null,null,null,null,null,null,null,null,null,null,null,null,null,null,null,null,null,null,null,null,null,null,null,null,null,null,null,null,null,null,null,null,null,null,null,null,null,null,null,null,{"$f":"$G238*QI238","v":0},null,6,{"$f":"$G238*QL238","v":0},null,null,{"$f":"$G238*QO238","v":0},null,6,{"$f":"$G238*QR238","v":0},null,null,{"$f":"$G238*QU238","v":0},null,6,{"$f":"$G238*QX238","v":0},null,0,{"$f":"$G238*RA238","v":0},null,null,{"$f":"$G238*RD238","v":0},null,null,{"$f":"$G238*RG238","v":0},null,null,{"$f":"$G238*RJ238","v":0},null,0,{"$f":"$G238*RM238","v":0},null,0,{"$f":"$G238*RP238","v":0},null,6,{"$f":"$G238*RS238","v":0},null,6,{"$f":"$G238*RV238","v":0},null,null,{"$f":"$G238*RY238","v":0},null,6,{"$f":"$G238*SB238","v":0},null,6,{"$f":"$G238*SE238","v":0},null,null,{"$f":"$G238*SH238","v":0},null,null,{"$f":"$G238*SK238","v":0},null,0,{"$f":"$G238*SN238","v":0},null,6,{"$f":"$G238*SQ238","v":0},null,null,{"$f":"$G238*ST238","v":0},null,6,{"$f":"$G238*SW238","v":0},null,6,{"$f":"$G238*SZ238","v":0},null,20,{"$f":"$G238*TC238","v":0},null,8,{"$f":"$G238*TF238","v":0},null,6,{"$f":"$G238*TI238","v":0},null,6,{"$f":"$G238*TL238","v":0},null,null,{"$f":"$G238*TO238","v":0},null,6,{"$f":"$G238*TR238","v":0},null,null,null,null,null,null,null,null,null,null,null,null,null,null,null,null,null,null,null,null,null,null,null,null,null,0,{"$f":"$G238*US238","v":0}]
["10.8","E",8,"Prekidači\n IP20 za ugradnju u završnu obradu zida","Switches \n IP20 for installation in wall","/","/","/","/",null,null,null,null,null,null,null,null,null,null,null,null,null,null,null,null,null,null,null,null,null,null,null,null,null,null,null,null,null,null,null,null,null,null,null,null,null,null,null,null,null,null,null,null,null,null,null,null,null,null,null,null,null,null,null,null,null,null,null,null,null,null,null,null,null,null,null,null,null,null,null,null,null,null,null,null,null,null,null,null,null,null,null,null,"/","/",null,"/","/",null,"/","/",null,null,null,null,null,null,null,null,null,null,null,null,null,null,null,null,null,null,null,null,null,null,null,null,null,null,null,null,null,null,null,null,null,null,null,null,null,null,null,null,null,null,null,null,null,null,null,null,null,null,null,null,null,null,null,null,null,null,"/","/",null,"/","/",null,"/","/",null,null,null,null,"/","/",null,null,null,null,null,null,null,null,null,null,null,null,null,null,null,null,null,null,null,null,null,null,null,null,null,null,null,null,null,null,null,null,null,null,null,null,null,null,null,null,null,null,null,null,null,null,null,null,null,null,null,null,null,null,null,null,null,null,null,null,null,null,null,null,null,null,null,null,null,null,null,null,null,null,null,null,null,null,null,null,null,null,null,null,null,null,null,null,null,null,null,null,null,null,null,null,null,null,null,null,null,null,null,null,null,null,null,null,null,null,null,null,null,null,null,null,null,null,null,null,null,null,null,null,null,null,null,null,null,null,null,null,null,null,null,null,null,null,null,null,null,null,null,null,null,null,null,null,null,null,null,null,null,null,null,null,null,null,null,null,null,null,null,null,null,null,null,null,null,null,null,null,null,null,null,null,null,null,null,null,null,null,null,null,null,null,null,null,null,null,null,null,null,null,null,null,null,null,null,null,null,null,null,null,null,null,null,null,null,null,null,null,null,null,null,null,null,null,null,null,null,null,null,null,null,null,null,null,null,null,null,null,null,null,null,null,null,null,null,null,null,null,null,null,null,null,null,null,null,null,null,null,null,null,null,null,null,null,null,null,null,null,null,null,null,null,null,null,null,null,null,null,null,null,null,null,null,"/","/",null,"/","/",null,"/","/",null,"/","/",null,"/","/",null,"/","/",null,"/","/",null,"/","/",null,"/","/",null,"/","/",null,"/","/",null,"/","/",null,"/","/",null,"/","/",null,"/","/",null,"/","/",null,"/","/",null,"/","/",null,"/","/",null,"/","/",null,"/","/",null,"/","/",null,"/","/",null,"/","/",null,"/","/",null,"/","/",null,"/","/",null,"/","/",null,"/","/",null,"/","/",null,null,null,null,null,null,null,null,null,null,null,null,null,null,null,null,null,null,null,null,null,null,null,null,null,"/","/"]
["10.8.3",null,"C","za zvono ","for bell","kom/pcs",{"$f":"CENA!G236","v":0},19,0,null,null,null,null,null,null,null,null,null,null,null,null,null,null,null,null,null,null,null,null,null,null,null,null,null,null,null,null,null,null,null,null,null,null,null,null,null,null,null,null,null,null,null,null,null,null,null,null,null,null,null,null,null,null,null,null,null,null,null,null,null,null,null,null,null,null,null,null,null,null,null,null,null,null,null,null,null,null,null,null,null,null,null,null,1,{"$f":"$G245*CP245","v":0},null,1,0,null,null,{"$f":"$G245*CV245","v":0},null,null,null,null,null,null,null,null,null,null,null,null,null,null,null,null,null,null,null,null,null,null,null,null,null,null,null,null,null,null,null,null,null,null,null,null,null,null,null,null,null,null,null,null,null,null,null,null,null,null,null,null,null,null,null,null,null,null,0,{"$f":"$G245*FD245","v":0},null,0,{"$f":"$G245*FG245","v":0},null,1,{"$f":"$G245*FJ245","v":0},null,null,null,null,1,{"$f":"$G245*FP245","v":0},null,null,null,null,null,null,null,null,null,null,null,null,null,null,null,null,null,null,null,null,null,null,null,null,null,null,null,null,null,null,null,null,null,null,null,null,null,null,null,null,null,null,null,null,null,null,null,null,null,null,null,null,null,null,null,null,null,null,null,null,null,null,null,null,null,null,null,null,null,null,null,null,null,null,null,null,null,null,null,null,null,null,null,null,null,null,null,null,null,null,null,null,null,null,null,null,null,null,null,null,null,null,null,null,null,null,null,null,null,null,null,null,null,null,null,null,null,null,null,null,null,null,null,null,null,null,null,null,null,null,null,null,null,null,null,null,null,null,null,null,null,null,null,null,null,null,null,null,null,null,null,null,null,null,null,null,null,null,null,null,null,null,null,null,null,null,null,null,null,null,null,null,null,null,null,null,null,null,null,null,null,null,null,null,null,null,null,null,null,null,null,null,null,null,null,null,null,null,null,null,null,null,null,null,null,null,null,null,null,null,null,null,null,null,null,null,null,null,null,null,null,null,null,null,null,null,null,null,null,null,null,null,null,null,null,null,null,null,null,null,null,null,null,null,null,null,null,null,null,null,null,null,null,null,null,null,null,null,null,null,null,null,null,null,null,null,null,null,null,null,null,null,null,null,null,null,null,null,{"$f":"$G245*QI245","v":0},null,1,{"$f":"$G245*QL245","v":0},null,null,{"$f":"$G245*QO245","v":0},null,1,{"$f":"$G245*QR245","v":0},null,null,{"$f":"$G245*QU245","v":0},null,1,{"$f":"$G245*QX245","v":0},null,0,{"$f":"$G245*RA245","v":0},null,null,{"$f":"$G245*RD245","v":0},null,null,{"$f":"$G245*RG245","v":0},null,null,{"$f":"$G245*RJ245","v":0},null,0,{"$f":"$G245*RM245","v":0},null,0,0,null,1,0,null,1,{"$f":"$G245*RV245","v":0},null,null,0,null,1,{"$f":"$G245*SB245","v":0},null,1,{"$f":"$G245*SE245","v":0},null,null,{"$f":"$G245*SH245","v":0},null,null,{"$f":"$G245*SK245","v":0},null,0,{"$f":"$G245*SN245","v":0},null,1,{"$f":"$G245*SQ245","v":0},null,null,{"$f":"$G245*ST245","v":0},null,1,{"$f":"$G245*SW245","v":0},null,1,{"$f":"$G245*SZ245","v":0},null,1,{"$f":"$G245*TC245","v":0},null,1,{"$f":"$G245*TF245","v":0},null,1,{"$f":"$G245*TI245","v":0},null,1,0,null,null,0,null,1,{"$f":"$G245*TR245","v":0},null,null,null,null,null,null,null,null,null,null,null,null,null,null,null,null,null,null,null,null,null,null,null,null,null,0,{"$f":"$G245*US245","v":0}]
[null,null,null,"Svetiljke","Lighting",null,null,null,null,null,null,null,null,null,null,null,null,null,null,null,null,null,null,null,null,null,null,null,null,null,null,null,null,null,null,null,null,null,null,null,null,null,null,null,null,null,null,null,null,null,null,null,null,null,null,null,null,null,null,null,null,null,null,null,null,null,null,null,null,null,null,null,null,null,null,null,null,null,null,null,null,null,null,null,null,null,null,null,null,null,null,null,null,null,null,null,null,null,null,null,null,null,null,null,null,null,null,null,null,null,null,null,null,null,null,null,null,null,null,null,null,null,null,null,null,null,null,null,null,null,null,null,null,null,null,null,null,null,null,null,null,null,null,null,null,null,null,null,null,null,null,null,null,null,null,null,null,null,null,0,null,null,0,null,null,0,null,null,null,null,null,0,null,null,null,null,null,null,null,null,null,null,null,null,null,null,null,null,null,null,null,null,null,null,null,null,null,null,null,null,null,null,null,null,null,null,null,null,null,null,null,null,null,null,null,null,null,null,null,null,null,null,null,null,null,null,null,null,null,null,null,null,null,null,null,null,null,null,null,null,null,null,null,null,null,null,null,null,null,null,null,null,null,null,null,null,null,null,null,null,null,null,null,null,null,null,null,null,null,null,null,null,null,null,null,null,null,null,null,null,null,null,null,null,null,null,null,null,null,null,null,null,null,null,null,null,null,null,null,null,null,null,null,null,null,null,null,null,null,null,null,null,null,null,null,null,null,null,null,null,null,null,null,null,null,null,null,null,null,null,null,null,null,null,null,null,null,null,null,null,null,null,null,null,null,null,null,null,null,null,null,null,null,null,null,null,null,null,null,null,null,null,null,null,null,null,null,null,null,null,null,null,null,null,null,null,null,null,null,null,null,null,null,null,null,null,null,null,null,null,null,null,null,null,null,null,null,null,null,null,null,null,null,null,null,null,null,null,null,null,null,null,null,null,null,null,null,null,null,null,null,null,null,null,null,null,null,null,null,null,null,null,null,null,null,null,null,null,null,null,null,null,null,null,null,null,null,null,null,null,null,null,null,null,null,null,null,null,null,0,null,null,null,null,null,0,null,null,0,null,null,null,null,null,null,null,null,null,null,null,0,null,null,0,null,null,0,null,null,0,null,null,null,null,null,null,null,null,0,null,null,null,null,null,null,null,null,0,null,null,null,null,null,null,null,null,0,null,null,0,null,null,null,null,null,null,null,null,null,null,null,0,null,null,null,null,null,0,null,null,null,null,null,null,null,null,null,null,null,null,null,null,null,null,null,null,null,null,null,null,null,null,null,null,0]
["10.10.2",null,"B","IP 20 za unutrašnje prostorije","IP 20 for indoor rooms",null,{"$f":"CENA!G242","v":0},88,0,null,null,null,null,null,null,null,null,null,null,null,null,null,null,null,null,null,null,null,null,null,null,null,null,null,null,null,null,null,null,null,null,null,null,null,null,null,null,null,null,null,null,null,null,null,null,null,null,null,null,null,null,null,null,null,null,null,null,null,null,null,null,null,null,null,null,null,null,null,null,null,null,null,null,null,null,null,null,null,null,null,null,null,null,null,{"$f":"$G251*CP251","v":0},null,null,0,null,null,{"$f":"$G251*CV251","v":0},null,null,null,null,null,null,null,null,null,null,null,null,null,null,null,null,null,null,null,null,null,null,null,null,null,null,null,null,null,null,null,null,null,null,null,null,null,null,null,null,null,null,null,null,null,null,null,null,null,null,null,null,null,null,null,null,null,null,0,{"$f":"$G251*FD251","v":0},null,0,{"$f":"$G251*FG251","v":0},null,5,{"$f":"$G251*FJ251","v":0},null,null,null,null,5,{"$f":"$G251*FP251","v":0},null,null,null,null,null,null,null,null,null,null,null,null,null,null,null,null,null,null,null,null,null,null,null,null,null,null,null,null,null,null,null,null,null,null,null,null,null,null,null,null,null,null,null,null,null,null,null,null,null,null,null,null,null,null,null,null,null,null,null,null,null,null,null,null,null,null,null,null,null,null,null,null,null,null,null,null,null,null,null,null,null,null,null,null,null,null,null,null,null,null,null,null,null,null,null,null,null,null,null,null,null,null,null,null,null,null,null,null,null,null,null,null,null,null,null,null,null,null,null,null,null,null,null,null,null,null,null,null,null,null,null,null,null,null,null,null,null,null,null,null,null,null,null,null,null,null,null,null,null,null,null,null,null,null,null,null,null,null,null,null,null,null,null,null,null,null,null,null,null,null,null,null,null,null,null,null,null,null,null,null,null,null,null,null,null,null,null,null,null,null,null,null,null,null,null,null,null,null,null,null,null,null,null,null,null,null,null,null,null,null,null,null,null,null,null,null,null,null,null,null,null,null,null,null,null,null,null,null,null,null,null,null,null,null,null,null,null,null,null,null,null,null,null,null,null,null,null,null,null,null,null,null,null,null,null,null,null,null,null,null,null,null,null,null,null,null,null,null,null,null,null,null,null,null,null,null,null,null,{"$f":"$G251*QI251","v":0},null,4,{"$f":"$G251*QL251","v":0},null,2,{"$f":"$G251*QO251","v":0},null,5,{"$f":"$G251*QR251","v":0},null,null,{"$f":"$G251*QU251","v":0},null,5,{"$f":"$G251*QX251","v":0},null,0,{"$f":"$G251*RA251","v":0},null,null,{"$f":"$G251*RD251","v":0},null,null,{"$f":"$G251*RG251","v":0},null,null,{"$f":"$G251*RJ251","v":0},null,0,{"$f":"$G251*RM251","v":0},null,0,0,null,5,0,null,5,{"$f":"$G251*RV251","v":0},null,2,0,null,4,{"$f":"$G251*SB251","v":0},null,5,{"$f":"$G251*SE251","v":0},null,null,{"$f":"$G251*SH251","v":0},null,null,{"$f":"$G251*SK251","v":0},null,0,{"$f":"$G251*SN251","v":0},null,4,{"$f":"$G251*SQ251","v":0},null,null,{"$f":"$G251*ST251","v":0},null,5,{"$f":"$G251*SW251","v":0},null,5,{"$f":"$G251*SZ251","v":0},null,9,{"$f":"$G251*TC251","v":0},null,4,{"$f":"$G251*TF251","v":0},null,4,{"$f":"$G251*TI251","v":0},null,5,0,null,null,0,null,5,{"$f":"$G251*TR251","v":0},null,null,null,null,null,null,null,null,null,null,null,null,null,null,null,null,null,null,null,null,null,null,null,null,null,0,{"$f":"$G251*US251","v":0}]
["10.11","E",11,"Pocinkovana traka","Galvanized strip",null,{"$f":"CENA!G244","v":0},"/","/",null,null,null,null,null,null,null,null,null,null,null,null,null,null,null,null,null,null,null,null,null,null,null,null,null,null,null,null,null,null,null,null,null,null,null,null,null,null,null,null,null,null,null,null,null,null,null,null,null,null,null,null,null,null,null,null,null,null,null,null,null,null,null,null,null,null,null,null,null,null,null,null,null,null,null,null,null,null,null,null,null,null,null,null,"/","/",null,"/","/",null,"/","/",null,null,null,null,null,null,null,null,null,null,null,null,null,null,null,null,null,null,null,null,null,null,null,null,null,null,null,null,null,null,null,null,null,null,null,null,null,null,null,null,null,null,null,null,null,null,null,null,null,null,null,null,null,null,null,null,null,null,"/","/",null,"/","/",null,"/","/",null,null,null,null,"/","/",null,null,null,null,null,null,null,null,null,null,null,null,null,null,null,null,null,null,null,null,null,null,null,null,null,null,null,null,null,null,null,null,null,null,null,null,null,null,null,null,null,null,null,null,null,null,null,null,null,null,null,null,null,null,null,null,null,null,null,null,null,null,null,null,null,null,null,null,null,null,null,null,null,null,null,null,null,null,null,null,null,null,null,null,null,null,null,null,null,null,null,null,null,null,null,null,null,null,null,null,null,null,null,null,null,null,null,null,null,null,null,null,null,null,null,null,null,null,null,null,null,null,null,null,null,null,null,null,null,null,null,null,null,null,null,null,null,null,null,null,null,null,null,null,null,null,null,null,null,null,null,null,null,null,null,null,null,null,null,null,null,null,null,null,null,null,null,null,null,null,null,null,null,null,null,null,null,null,null,null,null,null,null,null,null,null,null,null,null,null,null,null,null,null,null,null,null,null,null,null,null,null,null,null,null,null,null,null,null,null,null,null,null,null,null,null,null,null,null,null,null,null,null,null,null,null,null,null,null,null,null,null,null,null,null,null,null,null,null,null,null,null,null,null,null,null,null,null,null,null,null,null,null,null,null,null,null,null,null,null,null,null,null,null,null,null,null,null,null,null,null,null,null,null,null,null,null,"/","/",null,"/","/",null,"/","/",null,"/","/",null,"/","/",null,"/","/",null,"/","/",null,"/","/",null,"/","/",null,"/","/",null,"/","/",null,"/","/",null,"/","/",null,"/","/",null,"/","/",null,"/","/",null,"/","/",null,"/","/",null,"/","/",null,"/","/",null,"/","/",null,"/","/",null,"/","/",null,"/","/",null,"/","/",null,"/","/",null,"/","/",null,"/","/",null,"/","/",null,"/","/",null,null,null,null,null,null,null,null,null,null,null,null,null,null,null,null,null,null,null,null,null,null,null,null,null,"/","/"]
["10.11.1",null,"A","FeZn 25x4mm","FeZn 25x4mm","m",{"$f":"CENA!G245","v":0},{"$f":"J254+M254+P254+S254+AQ254+CJ254+DK254+FD254+V254+Y254+AB254+AE254+AH254+AK254+AN254+AT254+AW254+AZ254+BC254+BF254+BI254+BL254+BO254+BR254+BU254+BX254+CA254+CD254+CG254+CM254+CP254+CS254+CV254+CY254+DB254+DE254+DH254+DN254+DQ254+DT254+DW254+DZ254+EC254+EF254+EI254+EL254+EO254+ER254+EU254+EX254+FA254+FG254+FJ254+FM254+FP254+FS254+FV254+FY254+GB254+GE254+GH254+GK254+GN254+GQ254+GT254+GW254+GZ254+HC254+HF254+HI254+HL254+HO254+HR254+HU254+HX254+IA254+ID254+IG254+IJ254+IM254+IP254+IS254+IV254+IY254+JB254+JE254+JH254+JK254+JN254+JQ254+JT254+JW254+JZ254+KC254+KF254+KI254+KL254+KO254+KR254+KU254+KX254+LA254+LD254+LG254+LJ254+LM254+LP254+LS254+LV254+LY254+MB254+ME254+MH254+MK254+MN254+MQ254+MT254+MW254+MZ254+NC254+NF254+NI254+NL254+NO254+NR254+NU254+NX254+OA254+OD254+OG254+OJ254+OM254+OP254+OS254+OV254+OY254+PB254+PE254+PH254+PK254+PN254+PQ254+PT254+PW254+PZ254+QC254+QF254+QI254+QL254+QO254+QR254+QU254+QX254+RA254+RD254+RG254+RJ254+RM254+RP254+RS254+RV254+RY254+SB254+SE254+SH254+SK254+SN254+SQ254+ST254+SW254+SZ254+TC254+TF254+TI254+TL254+TO254+TR254+TU254+TX254+UA254+UD254+UG254+UJ254+UM254+UP254+US254","v":0},{"$f":"G254*H254","v":0},null,null,null,null,null,null,null,null,null,null,null,null,null,null,null,null,null,null,null,null,null,null,null,null,null,null,null,null,null,null,null,null,null,null,null,null,null,null,null,null,null,null,null,null,null,null,null,null,null,null,null,null,null,null,null,null,null,null,null,null,null,null,null,null,null,null,null,null,null,null,null,null,null,null,null,null,null,null,null,null,null,null,null,null,null,{"$f":"$G254*CP254","v":0},null,null,{"$f":"$G254*CS254","v":0},null,null,{"$f":"$G254*CV254","v":0},null,null,null,null,null,null,null,null,null,null,null,null,null,null,null,null,null,null,null,null,null,null,null,null,null,null,null,null,null,null,null,null,null,null,null,null,null,null,null,null,null,null,null,null,null,null,null,null,null,null,null,null,null,null,null,null,null,null,0,{"$f":"$G254*FD254","v":0},null,0,{"$f":"$G254*FG254","v":0},null,0,{"$f":"$G254*FJ254","v":0},null,null,null,null,0,{"$f":"$G254*FP254","v":0},null,null,null,null,null,null,null,null,null,null,null,null,null,null,null,null,null,null,null,null,null,null,null,null,null,null,null,null,null,null,null,null,null,null,null,null,null,null,null,null,null,null,null,null,null,null,null,null,null,null,null,null,null,null,null,null,null,null,null,null,null,null,null,null,null,null,null,null,null,null,null,null,null,null,null,null,null,null,null,null,null,null,null,null,null,null,null,null,null,null,null,null,null,null,null,null,null,null,null,null,null,null,null,null,null,null,null,null,null,null,null,null,null,null,null,null,null,null,null,null,null,null,null,null,null,null,null,null,null,null,null,null,null,null,null,null,null,null,null,null,null,null,null,null,null,null,null,null,null,null,null,null,null,null,null,null,null,null,null,null,null,null,null,null,null,null,null,null,null,null,null,null,null,null,null,null,null,null,null,null,null,null,null,null,null,null,null,null,null,null,null,null,null,null,null,null,null,null,null,null,null,null,null,null,null,null,null,null,null,null,null,null,null,null,null,null,null,null,null,null,null,null,null,null,null,null,null,null,null,null,null,null,null,null,null,null,null,null,null,null,null,null,null,null,null,null,null,null,null,null,null,null,null,null,null,null,null,null,null,null,null,null,null,null,null,null,null,null,null,null,null,null,null,null,null,null,null,null,{"$f":"$G254*QI254","v":0},null,null,{"$f":"$G254*QL254","v":0},null,null,{"$f":"$G254*QO254","v":0},null,0,{"$f":"$G254*QR254","v":0},null,null,{"$f":"$G254*QU254","v":0},null,0,{"$f":"$G254*QX254","v":0},null,0,{"$f":"$G254*RA254","v":0},null,null,{"$f":"$G254*RD254","v":0},null,null,{"$f":"$G254*RG254","v":0},null,null,{"$f":"$G254*RJ254","v":0},null,0,{"$f":"$G254*RM254","v":0},null,0,{"$f":"$G254*RP254","v":0},null,0,{"$f":"$G254*RS254","v":0},null,0,{"$f":"$G254*RV254","v":0},null,null,{"$f":"$G254*RY254","v":0},null,null,{"$f":"$G254*SB254","v":0},null,0,{"$f":"$G254*SE254","v":0},null,null,{"$f":"$G254*SH254","v":0},null,null,{"$f":"$G254*SK254","v":0},null,0,{"$f":"$G254*SN254","v":0},null,null,{"$f":"$G254*SQ254","v":0},null,null,{"$f":"$G254*ST254","v":0},null,0,{"$f":"$G254*SW254","v":0},null,0,{"$f":"$G254*SZ254","v":0},null,null,{"$f":"$G254*TC254","v":0},null,null,{"$f":"$G254*TF254","v":0},null,null,{"$f":"$G254*TI254","v":0},null,0,{"$f":"$G254*TL254","v":0},null,null,{"$f":"$G254*TO254","v":0},null,0,{"$f":"$G254*TR254","v":0},null,null,null,null,null,null,null,null,null,null,null,null,null,null,null,null,null,null,null,null,null,null,null,null,null,0,{"$f":"$G254*US254","v":0}]
["10.11.2",null,"B","FeZn 20x3mm","FeZn 20x3mm","m",{"$f":"CENA!G246","v":0},0,0,null,null,null,null,null,null,null,null,null,null,null,null,null,null,null,null,null,null,null,null,null,null,null,null,null,null,null,null,null,null,null,null,null,null,null,null,null,null,null,null,null,null,null,null,null,null,null,null,null,null,null,null,null,null,null,null,null,null,null,null,null,null,null,null,null,null,null,null,null,null,null,null,null,null,null,null,null,null,null,null,null,null,null,null,null,{"$f":"$G255*CP255","v":0},null,null,0,null,null,{"$f":"$G255*CV255","v":0},null,null,null,null,null,null,null,null,null,null,null,null,null,null,null,null,null,null,null,null,null,null,null,null,null,null,null,null,null,null,null,null,null,null,null,null,null,null,null,null,null,null,null,null,null,null,null,null,null,null,null,null,null,null,null,null,null,null,0,{"$f":"$G255*FD255","v":0},null,0,{"$f":"$G255*FG255","v":0},null,0,{"$f":"$G255*FJ255","v":0},null,null,null,null,0,{"$f":"$G255*FP255","v":0},null,null,null,null,null,null,null,null,null,null,null,null,null,null,null,null,null,null,null,null,null,null,null,null,null,null,null,null,null,null,null,null,null,null,null,null,null,null,null,null,null,null,null,null,null,null,null,null,null,null,null,null,null,null,null,null,null,null,null,null,null,null,null,null,null,null,null,null,null,null,null,null,null,null,null,null,null,null,null,null,null,null,null,null,null,null,null,null,null,null,null,null,null,null,null,null,null,null,null,null,null,null,null,null,null,null,null,null,null,null,null,null,null,null,null,null,null,null,null,null,null,null,null,null,null,null,null,null,null,null,null,null,null,null,null,null,null,null,null,null,null,null,null,null,null,null,null,null,null,null,null,null,null,null,null,null,null,null,null,null,null,null,null,null,null,null,null,null,null,null,null,null,null,null,null,null,null,null,null,null,null,null,null,null,null,null,null,null,null,null,null,null,null,null,null,null,null,null,null,null,null,null,null,null,null,null,null,null,null,null,null,null,null,null,null,null,null,null,null,null,null,null,null,null,null,null,null,null,null,null,null,null,null,null,null,null,null,null,null,null,null,null,null,null,null,null,null,null,null,null,null,null,null,null,null,null,null,null,null,null,null,null,null,null,null,null,null,null,null,null,null,null,null,null,null,null,null,null,{"$f":"$G255*QI255","v":0},null,null,{"$f":"$G255*QL255","v":0},null,null,{"$f":"$G255*QO255","v":0},null,0,{"$f":"$G255*QR255","v":0},null,null,{"$f":"$G255*QU255","v":0},null,0,{"$f":"$G255*QX255","v":0},null,0,{"$f":"$G255*RA255","v":0},null,null,{"$f":"$G255*RD255","v":0},null,null,{"$f":"$G255*RG255","v":0},null,null,{"$f":"$G255*RJ255","v":0},null,0,{"$f":"$G255*RM255","v":0},null,0,0,null,0,0,null,0,{"$f":"$G255*RV255","v":0},null,null,0,null,null,{"$f":"$G255*SB255","v":0},null,0,{"$f":"$G255*SE255","v":0},null,null,{"$f":"$G255*SH255","v":0},null,null,{"$f":"$G255*SK255","v":0},null,0,{"$f":"$G255*SN255","v":0},null,null,{"$f":"$G255*SQ255","v":0},null,null,{"$f":"$G255*ST255","v":0},null,0,{"$f":"$G255*SW255","v":0},null,0,{"$f":"$G255*SZ255","v":0},null,null,{"$f":"$G255*TC255","v":0},null,null,{"$f":"$G255*TF255","v":0},null,null,{"$f":"$G255*TI255","v":0},null,0,0,null,null,0,null,0,{"$f":"$G255*TR255","v":0},null,null,null,null,null,null,null,null,null,null,null,null,null,null,null,null,null,null,null,null,null,null,null,null,null,0,{"$f":"$G255*US255","v":0}]
["10.12","E",12,"SIP ormarić (PS49) sa sabirnicom za izjednačenje potencijala","SIP boxes (PS 49) with bonding","kom/pcs",{"$f":"CENA!G247","v":0},0,0,null,null,null,null,null,null,null,null,null,null,null,null,null,null,null,null,null,null,null,null,null,null,null,null,null,null,null,null,null,null,null,null,null,null,null,null,null,null,null,null,null,null,null,null,null,null,null,null,null,null,null,null,null,null,null,null,null,null,null,null,null,null,null,null,null,null,null,null,null,null,null,null,null,null,null,null,null,null,null,null,null,null,null,null,null,{"$f":"$G256*CP256","v":0},null,null,0,null,null,{"$f":"$G256*CV256","v":0},null,null,null,null,null,null,null,null,null,null,null,null,null,null,null,null,null,null,null,null,null,null,null,null,null,null,null,null,null,null,null,null,null,null,null,null,null,null,null,null,null,null,null,null,null,null,null,null,null,null,null,null,null,null,null,null,null,null,0,{"$f":"$G256*FD256","v":0},null,0,{"$f":"$G256*FG256","v":0},null,0,{"$f":"$G256*FJ256","v":0},null,null,null,null,0,{"$f":"$G256*FP256","v":0},null,null,null,null,null,null,null,null,null,null,null,null,null,null,null,null,null,null,null,null,null,null,null,null,null,null,null,null,null,null,null,null,null,null,null,null,null,null,null,null,null,null,null,null,null,null,null,null,null,null,null,null,null,null,null,null,null,null,null,null,null,null,null,null,null,null,null,null,null,null,null,null,null,null,null,null,null,null,null,null,null,null,null,null,null,null,null,null,null,null,null,null,null,null,null,null,null,null,null,null,null,null,null,null,null,null,null,null,null,null,null,null,null,null,null,null,null,null,null,null,null,null,null,null,null,null,null,null,null,null,null,null,null,null,null,null,null,null,null,null,null,null,null,null,null,null,null,null,null,null,null,null,null,null,null,null,null,null,null,null,null,null,null,null,null,null,null,null,null,null,null,null,null,null,null,null,null,null,null,null,null,null,null,null,null,null,null,null,null,null,null,null,null,null,null,null,null,null,null,null,null,null,null,null,null,null,null,null,null,null,null,null,null,null,null,null,null,null,null,null,null,null,null,null,null,null,null,null,null,null,null,null,null,null,null,null,null,null,null,null,null,null,null,null,null,null,null,null,null,null,null,null,null,null,null,null,null,null,null,null,null,null,null,null,null,null,null,null,null,null,null,null,null,null,null,null,null,null,{"$f":"$G256*QI256","v":0},null,null,{"$f":"$G256*QL256","v":0},null,null,{"$f":"$G256*QO256","v":0},null,0,{"$f":"$G256*QR256","v":0},null,null,{"$f":"$G256*QU256","v":0},null,0,{"$f":"$G256*QX256","v":0},null,0,{"$f":"$G256*RA256","v":0},null,null,{"$f":"$G256*RD256","v":0},null,null,{"$f":"$G256*RG256","v":0},null,null,{"$f":"$G256*RJ256","v":0},null,0,{"$f":"$G256*RM256","v":0},null,0,0,null,0,0,null,0,{"$f":"$G256*RV256","v":0},null,null,0,null,null,{"$f":"$G256*SB256","v":0},null,0,{"$f":"$G256*SE256","v":0},null,null,{"$f":"$G256*SH256","v":0},null,null,{"$f":"$G256*SK256","v":0},null,0,{"$f":"$G256*SN256","v":0},null,null,{"$f":"$G256*SQ256","v":0},null,null,{"$f":"$G256*ST256","v":0},null,0,{"$f":"$G256*SW256","v":0},null,0,{"$f":"$G256*SZ256","v":0},null,null,{"$f":"$G256*TC256","v":0},null,null,{"$f":"$G256*TF256","v":0},null,null,{"$f":"$G256*TI256","v":0},null,0,0,null,null,0,null,0,{"$f":"$G256*TR256","v":0},null,null,null,null,null,null,null,null,null,null,null,null,null,null,null,null,null,null,null,null,null,null,null,null,null,0,{"$f":"$G256*US256","v":0}]
["10.13","E",13,"Provodnici za uzemljenje","Grounding conductors","/","/","/","/",null,null,null,null,null,null,null,null,null,null,null,null,null,null,null,null,null,null,null,null,null,null,null,null,null,null,null,null,null,null,null,null,null,null,null,null,null,null,null,null,null,null,null,null,null,null,null,null,null,null,null,null,null,null,null,null,null,null,null,null,null,null,null,null,null,null,null,null,null,null,null,null,null,null,null,null,null,null,null,null,null,null,null,null,"/","/",null,"/","/",null,"/","/",null,null,null,null,null,null,null,null,null,null,null,null,null,null,null,null,null,null,null,null,null,null,null,null,null,null,null,null,null,null,null,null,null,null,null,null,null,null,null,null,null,null,null,null,null,null,null,null,null,null,null,null,null,null,null,null,null,null,"/","/",null,"/","/",null,"/","/",null,null,null,null,"/","/",null,null,null,null,null,null,null,null,null,null,null,null,null,null,null,null,null,null,null,null,null,null,null,null,null,null,null,null,null,null,null,null,null,null,null,null,null,null,null,null,null,null,null,null,null,null,null,null,null,null,null,null,null,null,null,null,null,null,null,null,null,null,null,null,null,null,null,null,null,null,null,null,null,null,null,null,null,null,null,null,null,null,null,null,null,null,null,null,null,null,null,null,null,null,null,null,null,null,null,null,null,null,null,null,null,null,null,null,null,null,null,null,null,null,null,null,null,null,null,null,null,null,null,null,null,null,null,null,null,null,null,null,null,null,null,null,null,null,null,null,null,null,null,null,null,null,null,null,null,null,null,null,null,null,null,null,null,null,null,null,null,null,null,null,null,null,null,null,null,null,null,null,null,null,null,null,null,null,null,null,null,null,null,null,null,null,null,null,null,null,null,null,null,null,null,null,null,null,null,null,null,null,null,null,null,null,null,null,null,null,null,null,null,null,null,null,null,null,null,null,null,null,null,null,null,null,null,null,null,null,null,null,null,null,null,null,null,null,null,null,null,null,null,null,null,null,null,null,null,null,null,null,null,null,null,null,null,null,null,null,null,null,null,null,null,null,null,null,null,null,null,null,null,null,null,null,null,"/","/",null,"/","/",null,"/","/",null,"/","/",null,"/","/",null,"/","/",null,"/","/",null,"/","/",null,"/","/",null,"/","/",null,"/","/",null,"/","/",null,"/","/",null,"/","/",null,"/","/",null,"/","/",null,"/","/",null,"/","/",null,"/","/",null,"/","/",null,"/","/",null,"/","/",null,"/","/",null,"/","/",null,"/","/",null,"/","/",null,"/","/",null,"/","/",null,"/","/",null,"/","/",null,null,null,null,null,null,null,null,null,null,null,null,null,null,null,null,null,null,null,null,null,null,null,null,null,"/","/"]
["10.13.1",null,"A","PP00-Y  1x16mm2","PP00-Y  1x16mm2","m",{"$f":"CENA!G249","v":0},{"$f":"J258+M258+P258+S258+AQ258+CJ258+DK258+FD258+V258+Y258+AB258+AE258+AH258+AK258+AN258+AT258+AW258+AZ258+BC258+BF258+BI258+BL258+BO258+BR258+BU258+BX258+CA258+CD258+CG258+CM258+CP258+CS258+CV258+CY258+DB258+DE258+DH258+DN258+DQ258+DT258+DW258+DZ258+EC258+EF258+EI258+EL258+EO258+ER258+EU258+EX258+FA258+FG258+FJ258+FM258+FP258+FS258+FV258+FY258+GB258+GE258+GH258+GK258+GN258+GQ258+GT258+GW258+GZ258+HC258+HF258+HI258+HL258+HO258+HR258+HU258+HX258+IA258+ID258+IG258+IJ258+IM258+IP258+IS258+IV258+IY258+JB258+JE258+JH258+JK258+JN258+JQ258+JT258+JW258+JZ258+KC258+KF258+KI258+KL258+KO258+KR258+KU258+KX258+LA258+LD258+LG258+LJ258+LM258+LP258+LS258+LV258+LY258+MB258+ME258+MH258+MK258+MN258+MQ258+MT258+MW258+MZ258+NC258+NF258+NI258+NL258+NO258+NR258+NU258+NX258+OA258+OD258+OG258+OJ258+OM258+OP258+OS258+OV258+OY258+PB258+PE258+PH258+PK258+PN258+PQ258+PT258+PW258+PZ258+QC258+QF258+QI258+QL258+QO258+QR258+QU258+QX258+RA258+RD258+RG258+RJ258+RM258+RP258+RS258+RV258+RY258+SB258+SE258+SH258+SK258+SN258+SQ258+ST258+SW258+SZ258+TC258+TF258+TI258+TL258+TO258+TR258+TU258+TX258+UA258+UD258+UG258+UJ258+UM258+UP258+US258","v":0},{"$f":"G258*H258","v":0},null,null,null,null,null,null,null,null,null,null,null,null,null,null,null,null,null,null,null,null,null,null,null,null,null,null,null,null,null,null,null,null,null,null,null,null,null,null,null,null,null,null,null,null,null,null,null,null,null,null,null,null,null,null,null,null,null,null,null,null,null,null,null,null,null,null,null,null,null,null,null,null,null,null,null,null,null,null,null,null,null,null,null,null,null,{"$f":"$G258*CP258","v":0},null,null,{"$f":"$G258*CS258","v":0},null,null,{"$f":"$G258*CV258","v":0},null,null,null,null,null,null,null,null,null,null,null,null,null,null,null,null,null,null,null,null,null,null,null,null,null,null,null,null,null,null,null,null,null,null,null,null,null,null,null,null,null,null,null,null,null,null,null,null,null,null,null,null,null,null,null,null,null,null,0,{"$f":"$G258*FD258","v":0},null,0,{"$f":"$G258*FG258","v":0},null,0,{"$f":"$G258*FJ258","v":0},null,null,null,null,0,{"$f":"$G258*FP258","v":0},null,null,null,null,null,null,null,null,null,null,null,null,null,null,null,null,null,null,null,null,null,null,null,null,null,null,null,null,null,null,null,null,null,null,null,null,null,null,null,null,null,null,null,null,null,null,null,null,null,null,null,null,null,null,null,null,null,null,null,null,null,null,null,null,null,null,null,null,null,null,null,null,null,null,null,null,null,null,null,null,null,null,null,null,null,null,null,null,null,null,null,null,null,null,null,null,null,null,null,null,null,null,null,null,null,null,null,null,null,null,null,null,null,null,null,null,null,null,null,null,null,null,null,null,null,null,null,null,null,null,null,null,null,null,null,null,null,null,null,null,null,null,null,null,null,null,null,null,null,null,null,null,null,null,null,null,null,null,null,null,null,null,null,null,null,null,null,null,null,null,null,null,null,null,null,null,null,null,null,null,null,null,null,null,null,null,null,null,null,null,null,null,null,null,null,null,null,null,null,null,null,null,null,null,null,null,null,null,null,null,null,null,null,null,null,null,null,null,null,null,null,null,null,null,null,null,null,null,null,null,null,null,null,null,null,null,null,null,null,null,null,null,null,null,null,null,null,null,null,null,null,null,null,null,null,null,null,null,null,null,null,null,null,null,null,null,null,null,null,null,null,null,null,null,null,null,null,null,{"$f":"$G258*QI258","v":0},null,null,{"$f":"$G258*QL258","v":0},null,null,{"$f":"$G258*QO258","v":0},null,0,{"$f":"$G258*QR258","v":0},null,null,{"$f":"$G258*QU258","v":0},null,0,{"$f":"$G258*QX258","v":0},null,0,{"$f":"$G258*RA258","v":0},null,null,{"$f":"$G258*RD258","v":0},null,null,{"$f":"$G258*RG258","v":0},null,null,{"$f":"$G258*RJ258","v":0},null,0,{"$f":"$G258*RM258","v":0},null,0,{"$f":"$G258*RP258","v":0},null,0,{"$f":"$G258*RS258","v":0},null,0,{"$f":"$G258*RV258","v":0},null,null,{"$f":"$G258*RY258","v":0},null,null,{"$f":"$G258*SB258","v":0},null,0,{"$f":"$G258*SE258","v":0},null,null,{"$f":"$G258*SH258","v":0},null,null,{"$f":"$G258*SK258","v":0},null,0,{"$f":"$G258*SN258","v":0},null,null,{"$f":"$G258*SQ258","v":0},null,null,{"$f":"$G258*ST258","v":0},null,0,{"$f":"$G258*SW258","v":0},null,0,{"$f":"$G258*SZ258","v":0},null,null,{"$f":"$G258*TC258","v":0},null,null,{"$f":"$G258*TF258","v":0},null,null,{"$f":"$G258*TI258","v":0},null,0,{"$f":"$G258*TL258","v":0},null,null,{"$f":"$G258*TO258","v":0},null,0,{"$f":"$G258*TR258","v":0},null,null,null,null,null,null,null,null,null,null,null,null,null,null,null,null,null,null,null,null,null,null,null,null,null,0,{"$f":"$G258*US258","v":0}]
["10.13.2",null,"B","P/F-Y      1x6mm2","P/F-Y      1x6mm2","m",{"$f":"CENA!G250","v":0},0,0,null,null,null,null,null,null,null,null,null,null,null,null,null,null,null,null,null,null,null,null,null,null,null,null,null,null,null,null,null,null,null,null,null,null,null,null,null,null,null,null,null,null,null,null,null,null,null,null,null,null,null,null,null,null,null,null,null,null,null,null,null,null,null,null,null,null,null,null,null,null,null,null,null,null,null,null,null,null,null,null,null,null,null,null,null,{"$f":"$G259*CP259","v":0},null,null,0,null,null,{"$f":"$G259*CV259","v":0},null,null,null,null,null,null,null,null,null,null,null,null,null,null,null,null,null,null,null,null,null,null,null,null,null,null,null,null,null,null,null,null,null,null,null,null,null,null,null,null,null,null,null,null,null,null,null,null,null,null,null,null,null,null,null,null,null,null,0,{"$f":"$G259*FD259","v":0},null,0,{"$f":"$G259*FG259","v":0},null,0,{"$f":"$G259*FJ259","v":0},null,null,null,null,0,{"$f":"$G259*FP259","v":0},null,null,null,null,null,null,null,null,null,null,null,null,null,null,null,null,null,null,null,null,null,null,null,null,null,null,null,null,null,null,null,null,null,null,null,null,null,null,null,null,null,null,null,null,null,null,null,null,null,null,null,null,null,null,null,null,null,null,null,null,null,null,null,null,null,null,null,null,null,null,null,null,null,null,null,null,null,null,null,null,null,null,null,null,null,null,null,null,null,null,null,null,null,null,null,null,null,null,null,null,null,null,null,null,null,null,null,null,null,null,null,null,null,null,null,null,null,null,null,null,null,null,null,null,null,null,null,null,null,null,null,null,null,null,null,null,null,null,null,null,null,null,null,null,null,null,null,null,null,null,null,null,null,null,null,null,null,null,null,null,null,null,null,null,null,null,null,null,null,null,null,null,null,null,null,null,null,null,null,null,null,null,null,null,null,null,null,null,null,null,null,null,null,null,null,null,null,null,null,null,null,null,null,null,null,null,null,null,null,null,null,null,null,null,null,null,null,null,null,null,null,null,null,null,null,null,null,null,null,null,null,null,null,null,null,null,null,null,null,null,null,null,null,null,null,null,null,null,null,null,null,null,null,null,null,null,null,null,null,null,null,null,null,null,null,null,null,null,null,null,null,null,null,null,null,null,null,null,{"$f":"$G259*QI259","v":0},null,null,{"$f":"$G259*QL259","v":0},null,null,{"$f":"$G259*QO259","v":0},null,0,{"$f":"$G259*QR259","v":0},null,null,{"$f":"$G259*QU259","v":0},null,0,{"$f":"$G259*QX259","v":0},null,0,{"$f":"$G259*RA259","v":0},null,null,{"$f":"$G259*RD259","v":0},null,null,{"$f":"$G259*RG259","v":0},null,null,{"$f":"$G259*RJ259","v":0},null,0,{"$f":"$G259*RM259","v":0},null,0,0,null,0,0,null,0,{"$f":"$G259*RV259","v":0},null,null,0,null,null,{"$f":"$G259*SB259","v":0},null,0,{"$f":"$G259*SE259","v":0},null,null,{"$f":"$G259*SH259","v":0},null,null,{"$f":"$G259*SK259","v":0},null,0,{"$f":"$G259*SN259","v":0},null,null,{"$f":"$G259*SQ259","v":0},null,null,{"$f":"$G259*ST259","v":0},null,0,{"$f":"$G259*SW259","v":0},null,0,{"$f":"$G259*SZ259","v":0},null,null,{"$f":"$G259*TC259","v":0},null,null,{"$f":"$G259*TF259","v":0},null,null,{"$f":"$G259*TI259","v":0},null,0,0,null,null,0,null,0,{"$f":"$G259*TR259","v":0},null,null,null,null,null,null,null,null,null,null,null,null,null,null,null,null,null,null,null,null,null,null,null,null,null,0,{"$f":"$G259*US259","v":0}]
["10.13.3",null,"C","P/F-Y      1x4mm2","P/F-Y      1x4mm2","m",{"$f":"CENA!G251","v":0},0,0,null,null,null,null,null,null,null,null,null,null,null,null,null,null,null,null,null,null,null,null,null,null,null,null,null,null,null,null,null,null,null,null,null,null,null,null,null,null,null,null,null,null,null,null,null,null,null,null,null,null,null,null,null,null,null,null,null,null,null,null,null,null,null,null,null,null,null,null,null,null,null,null,null,null,null,null,null,null,null,null,null,null,null,null,null,{"$f":"$G260*CP260","v":0},null,null,0,null,null,{"$f":"$G260*CV260","v":0},null,null,null,null,null,null,null,null,null,null,null,null,null,null,null,null,null,null,null,null,null,null,null,null,null,null,null,null,null,null,null,null,null,null,null,null,null,null,null,null,null,null,null,null,null,null,null,null,null,null,null,null,null,null,null,null,null,null,0,{"$f":"$G260*FD260","v":0},null,0,{"$f":"$G260*FG260","v":0},null,0,{"$f":"$G260*FJ260","v":0},null,null,null,null,0,{"$f":"$G260*FP260","v":0},null,null,null,null,null,null,null,null,null,null,null,null,null,null,null,null,null,null,null,null,null,null,null,null,null,null,null,null,null,null,null,null,null,null,null,null,null,null,null,null,null,null,null,null,null,null,null,null,null,null,null,null,null,null,null,null,null,null,null,null,null,null,null,null,null,null,null,null,null,null,null,null,null,null,null,null,null,null,null,null,null,null,null,null,null,null,null,null,null,null,null,null,null,null,null,null,null,null,null,null,null,null,null,null,null,null,null,null,null,null,null,null,null,null,null,null,null,null,null,null,null,null,null,null,null,null,null,null,null,null,null,null,null,null,null,null,null,null,null,null,null,null,null,null,null,null,null,null,null,null,null,null,null,null,null,null,null,null,null,null,null,null,null,null,null,null,null,null,null,null,null,null,null,null,null,null,null,null,null,null,null,null,null,null,null,null,null,null,null,null,null,null,null,null,null,null,null,null,null,null,null,null,null,null,null,null,null,null,null,null,null,null,null,null,null,null,null,null,null,null,null,null,null,null,null,null,null,null,null,null,null,null,null,null,null,null,null,null,null,null,null,null,null,null,null,null,null,null,null,null,null,null,null,null,null,null,null,null,null,null,null,null,null,null,null,null,null,null,null,null,null,null,null,null,null,null,null,null,{"$f":"$G260*QI260","v":0},null,null,{"$f":"$G260*QL260","v":0},null,null,{"$f":"$G260*QO260","v":0},null,0,{"$f":"$G260*QR260","v":0},null,null,{"$f":"$G260*QU260","v":0},null,0,{"$f":"$G260*QX260","v":0},null,0,{"$f":"$G260*RA260","v":0},null,null,{"$f":"$G260*RD260","v":0},null,null,{"$f":"$G260*RG260","v":0},null,null,{"$f":"$G260*RJ260","v":0},null,0,{"$f":"$G260*RM260","v":0},null,0,0,null,0,0,null,0,{"$f":"$G260*RV260","v":0},null,null,0,null,null,{"$f":"$G260*SB260","v":0},null,0,{"$f":"$G260*SE260","v":0},null,null,{"$f":"$G260*SH260","v":0},null,null,{"$f":"$G260*SK260","v":0},null,0,{"$f":"$G260*SN260","v":0},null,null,{"$f":"$G260*SQ260","v":0},null,null,{"$f":"$G260*ST260","v":0},null,0,{"$f":"$G260*SW260","v":0},null,0,{"$f":"$G260*SZ260","v":0},null,null,{"$f":"$G260*TC260","v":0},null,null,{"$f":"$G260*TF260","v":0},null,null,{"$f":"$G260*TI260","v":0},null,0,0,null,null,0,null,0,{"$f":"$G260*TR260","v":0},null,null,null,null,null,null,null,null,null,null,null,null,null,null,null,null,null,null,null,null,null,null,null,null,null,0,{"$f":"$G260*US260","v":0}]
[null,null,null,"Instalacija slabe struje","Installation of low voltage",null,null,null,null,null,null,null,null,null,null,null,null,null,null,null,null,null,null,null,null,null,null,null,null,null,null,null,null,null,null,null,null,null,null,null,null,null,null,null,null,null,null,null,null,null,null,null,null,null,null,null,null,null,null,null,null,null,null,null,null,null,null,null,null,null,null,null,null,null,null,null,null,null,null,null,null,null,null,null,null,null,null,null,null,null,null,null,null,null,null,null,null,null,null,null,null,null,null,null,null,null,null,null,null,null,null,null,null,null,null,null,null,null,null,null,null,null,null,null,null,null,null,null,null,null,null,null,null,null,null,null,null,null,null,null,null,null,null,null,null,null,null,null,null,null,null,null,null,null,null,null,null,null,null,0,null,null,0,null,null,0,null,null,null,null,null,0,null,null,null,null,null,null,null,null,null,null,null,null,null,null,null,null,null,null,null,null,null,null,null,null,null,null,null,null,null,null,null,null,null,null,null,null,null,null,null,null,null,null,null,null,null,null,null,null,null,null,null,null,null,null,null,null,null,null,null,null,null,null,null,null,null,null,null,null,null,null,null,null,null,null,null,null,null,null,null,null,null,null,null,null,null,null,null,null,null,null,null,null,null,null,null,null,null,null,null,null,null,null,null,null,null,null,null,null,null,null,null,null,null,null,null,null,null,null,null,null,null,null,null,null,null,null,null,null,null,null,null,null,null,null,null,null,null,null,null,null,null,null,null,null,null,null,null,null,null,null,null,null,null,null,null,null,null,null,null,null,null,null,null,null,null,null,null,null,null,null,null,null,null,null,null,null,null,null,null,null,null,null,null,null,null,null,null,null,null,null,null,null,null,null,null,null,null,null,null,null,null,null,null,null,null,null,null,null,null,null,null,null,null,null,null,null,null,null,null,null,null,null,null,null,null,null,null,null,null,null,null,null,null,null,null,null,null,null,null,null,null,null,null,null,null,null,null,null,null,null,null,null,null,null,null,null,null,null,null,null,null,null,null,null,null,null,null,null,null,null,null,null,null,null,null,null,null,null,null,null,null,null,null,null,null,null,null,0,null,null,null,null,null,0,null,null,0,null,null,null,null,null,null,null,null,null,null,null,0,null,null,0,null,null,0,null,null,0,null,null,null,null,null,null,null,null,0,null,null,null,null,null,null,null,null,0,null,null,null,null,null,null,null,null,0,null,null,0,null,null,null,null,null,null,null,null,null,null,null,0,null,null,null,null,null,0,null,null,null,null,null,null,null,null,null,null,null,null,null,null,null,null,null,null,null,null,null,null,null,null,null,null,0]
["10.14","E",14,"Antenski koaksijalni kabl RG 6","Antenna Coaxial Cable RG 6","m",{"$f":"CENA!G253","v":0},{"$f":"J262+M262+P262+S262+AQ262+CJ262+DK262+FD262+V262+Y262+AB262+AE262+AH262+AK262+AN262+AT262+AW262+AZ262+BC262+BF262+BI262+BL262+BO262+BR262+BU262+BX262+CA262+CD262+CG262+CM262+CP262+CS262+CV262+CY262+DB262+DE262+DH262+DN262+DQ262+DT262+DW262+DZ262+EC262+EF262+EI262+EL262+EO262+ER262+EU262+EX262+FA262+FG262+FJ262+FM262+FP262+FS262+FV262+FY262+GB262+GE262+GH262+GK262+GN262+GQ262+GT262+GW262+GZ262+HC262+HF262+HI262+HL262+HO262+HR262+HU262+HX262+IA262+ID262+IG262+IJ262+IM262+IP262+IS262+IV262+IY262+JB262+JE262+JH262+JK262+JN262+JQ262+JT262+JW262+JZ262+KC262+KF262+KI262+KL262+KO262+KR262+KU262+KX262+LA262+LD262+LG262+LJ262+LM262+LP262+LS262+LV262+LY262+MB262+ME262+MH262+MK262+MN262+MQ262+MT262+MW262+MZ262+NC262+NF262+NI262+NL262+NO262+NR262+NU262+NX262+OA262+OD262+OG262+OJ262+OM262+OP262+OS262+OV262+OY262+PB262+PE262+PH262+PK262+PN262+PQ262+PT262+PW262+PZ262+QC262+QF262+QI262+QL262+QO262+QR262+QU262+QX262+RA262+RD262+RG262+RJ262+RM262+RP262+RS262+RV262+RY262+SB262+SE262+SH262+SK262+SN262+SQ262+ST262+SW262+SZ262+TC262+TF262+TI262+TL262+TO262+TR262+TU262+TX262+UA262+UD262+UG262+UJ262+UM262+UP262+US262","v":50},{"$f":"G262*H262","v":0},null,null,null,null,null,null,null,null,null,null,null,null,null,null,null,null,null,null,null,null,null,null,null,null,null,null,null,null,null,null,null,null,null,null,null,null,null,null,null,null,null,null,null,null,null,null,null,null,null,null,null,null,null,null,null,null,null,null,null,null,null,null,null,null,null,null,null,null,null,null,null,null,null,null,null,null,null,null,null,null,null,null,null,null,null,{"$f":"$G262*CP262","v":0},null,null,{"$f":"$G262*CS262","v":0},null,null,{"$f":"$G262*CV262","v":0},null,null,null,null,null,null,null,null,null,null,null,null,null,null,null,null,null,null,null,null,null,null,null,null,null,null,null,null,null,null,null,null,null,null,null,null,null,null,null,null,null,null,null,null,null,null,null,null,null,null,null,null,null,null,null,null,null,null,0,{"$f":"$G262*FD262","v":0},null,0,{"$f":"$G262*FG262","v":0},null,0,{"$f":"$G262*FJ262","v":0},null,null,null,null,0,{"$f":"$G262*FP262","v":0},null,null,null,null,null,null,null,null,null,null,null,null,null,null,null,null,null,null,null,null,null,null,null,null,null,null,null,null,null,null,null,null,null,null,null,null,null,null,null,null,null,null,null,null,null,null,null,null,null,null,null,null,null,null,null,null,null,null,null,null,null,null,null,null,null,null,null,null,null,null,null,null,null,null,null,null,null,null,null,null,null,null,null,null,null,null,null,null,null,null,null,null,null,null,null,null,null,null,null,null,null,null,null,null,null,null,null,null,null,null,null,null,null,null,null,null,null,null,null,null,null,null,null,null,null,null,null,null,null,null,null,null,null,null,null,null,null,null,null,null,null,null,null,null,null,null,null,null,null,null,null,null,null,null,null,null,null,null,null,null,null,null,null,null,null,null,null,null,null,null,null,null,null,null,null,null,null,null,null,null,null,null,null,null,null,null,null,null,null,null,null,null,null,null,null,null,null,null,null,null,null,null,null,null,null,null,null,null,null,null,null,null,null,null,null,null,null,null,null,null,null,null,null,null,null,null,null,null,null,null,null,null,null,null,null,null,null,null,null,null,null,null,null,null,null,null,null,null,null,null,null,null,null,null,null,null,null,null,null,null,null,null,null,null,null,null,null,null,null,null,null,null,null,null,null,null,null,null,{"$f":"$G262*QI262","v":0},null,null,{"$f":"$G262*QL262","v":0},null,null,{"$f":"$G262*QO262","v":0},null,0,{"$f":"$G262*QR262","v":0},null,null,{"$f":"$G262*QU262","v":0},null,0,{"$f":"$G262*QX262","v":0},null,0,{"$f":"$G262*RA262","v":0},null,null,{"$f":"$G262*RD262","v":0},null,null,{"$f":"$G262*RG262","v":0},null,null,{"$f":"$G262*RJ262","v":0},null,0,{"$f":"$G262*RM262","v":0},null,0,{"$f":"$G262*RP262","v":0},null,0,{"$f":"$G262*RS262","v":0},null,0,{"$f":"$G262*RV262","v":0},null,null,{"$f":"$G262*RY262","v":0},null,null,{"$f":"$G262*SB262","v":0},null,0,{"$f":"$G262*SE262","v":0},null,null,{"$f":"$G262*SH262","v":0},null,null,{"$f":"$G262*SK262","v":0},null,0,{"$f":"$G262*SN262","v":0},null,null,{"$f":"$G262*SQ262","v":0},null,null,{"$f":"$G262*ST262","v":0},null,0,{"$f":"$G262*SW262","v":0},null,0,{"$f":"$G262*SZ262","v":0},null,50,{"$f":"$G262*TC262","v":0},null,null,{"$f":"$G262*TF262","v":0},null,null,{"$f":"$G262*TI262","v":0},null,0,{"$f":"$G262*TL262","v":0},null,null,{"$f":"$G262*TO262","v":0},null,0,{"$f":"$G262*TR262","v":0},null,null,null,null,null,null,null,null,null,null,null,null,null,null,null,null,null,null,null,null,null,null,null,null,null,0,{"$f":"$G262*US262","v":0}]
["10.15","E",15,"Telefonski kabl sa bakarnim provodnicima \nIY(St)Y 2x2x0.8mm","Telephone cable with copper conductors \nIY (St) Y 2x2x0.8mm","m",{"$f":"CENA!G254","v":0},10,0,null,null,null,null,null,null,null,null,null,null,null,null,null,null,null,null,null,null,null,null,null,null,null,null,null,null,null,null,null,null,null,null,null,null,null,null,null,null,null,null,null,null,null,null,null,null,null,null,null,null,null,null,null,null,null,null,null,null,null,null,null,null,null,null,null,null,null,null,null,null,null,null,null,null,null,null,null,null,null,null,null,null,null,null,null,{"$f":"$G263*CP263","v":0},null,null,0,null,null,{"$f":"$G263*CV263","v":0},null,null,null,null,null,null,null,null,null,null,null,null,null,null,null,null,null,null,null,null,null,null,null,null,null,null,null,null,null,null,null,null,null,null,null,null,null,null,null,null,null,null,null,null,null,null,null,null,null,null,null,null,null,null,null,null,null,null,0,{"$f":"$G263*FD263","v":0},null,0,{"$f":"$G263*FG263","v":0},null,0,{"$f":"$G263*FJ263","v":0},null,null,null,null,0,{"$f":"$G263*FP263","v":0},null,null,null,null,null,null,null,null,null,null,null,null,null,null,null,null,null,null,null,null,null,null,null,null,null,null,null,null,null,null,null,null,null,null,null,null,null,null,null,null,null,null,null,null,null,null,null,null,null,null,null,null,null,null,null,null,null,null,null,null,null,null,null,null,null,null,null,null,null,null,null,null,null,null,null,null,null,null,null,null,null,null,null,null,null,null,null,null,null,null,null,null,null,null,null,null,null,null,null,null,null,null,null,null,null,null,null,null,null,null,null,null,null,null,null,null,null,null,null,null,null,null,null,null,null,null,null,null,null,null,null,null,null,null,null,null,null,null,null,null,null,null,null,null,null,null,null,null,null,null,null,null,null,null,null,null,null,null,null,null,null,null,null,null,null,null,null,null,null,null,null,null,null,null,null,null,null,null,null,null,null,null,null,null,null,null,null,null,null,null,null,null,null,null,null,null,null,null,null,null,null,null,null,null,null,null,null,null,null,null,null,null,null,null,null,null,null,null,null,null,null,null,null,null,null,null,null,null,null,null,null,null,null,null,null,null,null,null,null,null,null,null,null,null,null,null,null,null,null,null,null,null,null,null,null,null,null,null,null,null,null,null,null,null,null,null,null,null,null,null,null,null,null,null,null,null,null,null,{"$f":"$G263*QI263","v":0},null,null,{"$f":"$G263*QL263","v":0},null,null,{"$f":"$G263*QO263","v":0},null,0,{"$f":"$G263*QR263","v":0},null,null,{"$f":"$G263*QU263","v":0},null,0,{"$f":"$G263*QX263","v":0},null,0,{"$f":"$G263*RA263","v":0},null,null,{"$f":"$G263*RD263","v":0},null,null,{"$f":"$G263*RG263","v":0},null,null,{"$f":"$G263*RJ263","v":0},null,0,{"$f":"$G263*RM263","v":0},null,0,0,null,0,0,null,0,{"$f":"$G263*RV263","v":0},null,null,0,null,null,{"$f":"$G263*SB263","v":0},null,0,{"$f":"$G263*SE263","v":0},null,null,{"$f":"$G263*SH263","v":0},null,null,{"$f":"$G263*SK263","v":0},null,0,{"$f":"$G263*SN263","v":0},null,null,{"$f":"$G263*SQ263","v":0},null,null,{"$f":"$G263*ST263","v":0},null,0,{"$f":"$G263*SW263","v":0},null,0,{"$f":"$G263*SZ263","v":0},null,10,{"$f":"$G263*TC263","v":0},null,null,{"$f":"$G263*TF263","v":0},null,null,{"$f":"$G263*TI263","v":0},null,0,0,null,null,0,null,0,{"$f":"$G263*TR263","v":0},null,null,null,null,null,null,null,null,null,null,null,null,null,null,null,null,null,null,null,null,null,null,null,null,null,0,{"$f":"$G263*US263","v":0}]
["10.16","E",16,"Priključnice","Connectors","/","/","/","/",null,null,null,null,null,null,null,null,null,null,null,null,null,null,null,null,null,null,null,null,null,null,null,null,null,null,null,null,null,null,null,null,null,null,null,null,null,null,null,null,null,null,null,null,null,null,null,null,null,null,null,null,null,null,null,null,null,null,null,null,null,null,null,null,null,null,null,null,null,null,null,null,null,null,null,null,null,null,null,null,null,null,null,null,"/","/",null,"/","/",null,"/","/",null,null,null,null,null,null,null,null,null,null,null,null,null,null,null,null,null,null,null,null,null,null,null,null,null,null,null,null,null,null,null,null,null,null,null,null,null,null,null,null,null,null,null,null,null,null,null,null,null,null,null,null,null,null,null,null,null,null,"/","/",null,"/","/",null,"/","/",null,null,null,null,"/","/",null,null,null,null,null,null,null,null,null,null,null,null,null,null,null,null,null,null,null,null,null,null,null,null,null,null,null,null,null,null,null,null,null,null,null,null,null,null,null,null,null,null,null,null,null,null,null,null,null,null,null,null,null,null,null,null,null,null,null,null,null,null,null,null,null,null,null,null,null,null,null,null,null,null,null,null,null,null,null,null,null,null,null,null,null,null,null,null,null,null,null,null,null,null,null,null,null,null,null,null,null,null,null,null,null,null,null,null,null,null,null,null,null,null,null,null,null,null,null,null,null,null,null,null,null,null,null,null,null,null,null,null,null,null,null,null,null,null,null,null,null,null,null,null,null,null,null,null,null,null,null,null,null,null,null,null,null,null,null,null,null,null,null,null,null,null,null,null,null,null,null,null,null,null,null,null,null,null,null,null,null,null,null,null,null,null,null,null,null,null,null,null,null,null,null,null,null,null,null,null,null,null,null,null,null,null,null,null,null,null,null,null,null,null,null,null,null,null,null,null,null,null,null,null,null,null,null,null,null,null,null,null,null,null,null,null,null,null,null,null,null,null,null,null,null,null,null,null,null,null,null,null,null,null,null,null,null,null,null,null,null,null,null,null,null,null,null,null,null,null,null,null,null,null,null,null,null,"/","/",null,"/","/",null,"/","/",null,"/","/",null,"/","/",null,"/","/",null,"/","/",null,"/","/",null,"/","/",null,"/","/",null,"/","/",null,"/","/",null,"/","/",null,"/","/",null,"/","/",null,"/","/",null,"/","/",null,"/","/",null,"/","/",null,"/","/",null,"/","/",null,"/","/",null,"/","/",null,"/","/",null,"/","/",null,"/","/",null,"/","/",null,"/","/",null,"/","/",null,"/","/",null,null,null,null,null,null,null,null,null,null,null,null,null,null,null,null,null,null,null,null,null,null,null,null,null,"/","/"]
["10.16.1",null,"A","Telefonska - RJ11 za montažu u dozni fi 60mm","Phone - RJ11 for mounting in enclosure fi 60mm","m",{"$f":"CENA!G256","v":0},{"$f":"J265+M265+P265+S265+AQ265+CJ265+DK265+FD265+V265+Y265+AB265+AE265+AH265+AK265+AN265+AT265+AW265+AZ265+BC265+BF265+BI265+BL265+BO265+BR265+BU265+BX265+CA265+CD265+CG265+CM265+CP265+CS265+CV265+CY265+DB265+DE265+DH265+DN265+DQ265+DT265+DW265+DZ265+EC265+EF265+EI265+EL265+EO265+ER265+EU265+EX265+FA265+FG265+FJ265+FM265+FP265+FS265+FV265+FY265+GB265+GE265+GH265+GK265+GN265+GQ265+GT265+GW265+GZ265+HC265+HF265+HI265+HL265+HO265+HR265+HU265+HX265+IA265+ID265+IG265+IJ265+IM265+IP265+IS265+IV265+IY265+JB265+JE265+JH265+JK265+JN265+JQ265+JT265+JW265+JZ265+KC265+KF265+KI265+KL265+KO265+KR265+KU265+KX265+LA265+LD265+LG265+LJ265+LM265+LP265+LS265+LV265+LY265+MB265+ME265+MH265+MK265+MN265+MQ265+MT265+MW265+MZ265+NC265+NF265+NI265+NL265+NO265+NR265+NU265+NX265+OA265+OD265+OG265+OJ265+OM265+OP265+OS265+OV265+OY265+PB265+PE265+PH265+PK265+PN265+PQ265+PT265+PW265+PZ265+QC265+QF265+QI265+QL265+QO265+QR265+QU265+QX265+RA265+RD265+RG265+RJ265+RM265+RP265+RS265+RV265+RY265+SB265+SE265+SH265+SK265+SN265+SQ265+ST265+SW265+SZ265+TC265+TF265+TI265+TL265+TO265+TR265+TU265+TX265+UA265+UD265+UG265+UJ265+UM265+UP265+US265","v":2},{"$f":"G265*H265","v":0},null,null,null,null,null,null,null,null,null,null,null,null,null,null,null,null,null,null,null,null,null,null,null,null,null,null,null,null,null,null,null,null,null,null,null,null,null,null,null,null,null,null,null,null,null,null,null,null,null,null,null,null,null,null,null,null,null,null,null,null,null,null,null,null,null,null,null,null,null,null,null,null,null,null,null,null,null,null,null,null,null,null,null,null,null,{"$f":"$G265*CP265","v":0},null,null,{"$f":"$G265*CS265","v":0},null,null,{"$f":"$G265*CV265","v":0},null,null,null,null,null,null,null,null,null,null,null,null,null,null,null,null,null,null,null,null,null,null,null,null,null,null,null,null,null,null,null,null,null,null,null,null,null,null,null,null,null,null,null,null,null,null,null,null,null,null,null,null,null,null,null,null,null,null,0,{"$f":"$G265*FD265","v":0},null,0,{"$f":"$G265*FG265","v":0},null,0,{"$f":"$G265*FJ265","v":0},null,null,null,null,0,{"$f":"$G265*FP265","v":0},null,null,null,null,null,null,null,null,null,null,null,null,null,null,null,null,null,null,null,null,null,null,null,null,null,null,null,null,null,null,null,null,null,null,null,null,null,null,null,null,null,null,null,null,null,null,null,null,null,null,null,null,null,null,null,null,null,null,null,null,null,null,null,null,null,null,null,null,null,null,null,null,null,null,null,null,null,null,null,null,null,null,null,null,null,null,null,null,null,null,null,null,null,null,null,null,null,null,null,null,null,null,null,null,null,null,null,null,null,null,null,null,null,null,null,null,null,null,null,null,null,null,null,null,null,null,null,null,null,null,null,null,null,null,null,null,null,null,null,null,null,null,null,null,null,null,null,null,null,null,null,null,null,null,null,null,null,null,null,null,null,null,null,null,null,null,null,null,null,null,null,null,null,null,null,null,null,null,null,null,null,null,null,null,null,null,null,null,null,null,null,null,null,null,null,null,null,null,null,null,null,null,null,null,null,null,null,null,null,null,null,null,null,null,null,null,null,null,null,null,null,null,null,null,null,null,null,null,null,null,null,null,null,null,null,null,null,null,null,null,null,null,null,null,null,null,null,null,null,null,null,null,null,null,null,null,null,null,null,null,null,null,null,null,null,null,null,null,null,null,null,null,null,null,null,null,null,null,{"$f":"$G265*QI265","v":0},null,null,{"$f":"$G265*QL265","v":0},null,null,{"$f":"$G265*QO265","v":0},null,0,{"$f":"$G265*QR265","v":0},null,null,{"$f":"$G265*QU265","v":0},null,0,{"$f":"$G265*QX265","v":0},null,0,{"$f":"$G265*RA265","v":0},null,null,{"$f":"$G265*RD265","v":0},null,null,{"$f":"$G265*RG265","v":0},null,null,{"$f":"$G265*RJ265","v":0},null,0,{"$f":"$G265*RM265","v":0},null,0,{"$f":"$G265*RP265","v":0},null,0,{"$f":"$G265*RS265","v":0},null,0,{"$f":"$G265*RV265","v":0},null,null,{"$f":"$G265*RY265","v":0},null,null,{"$f":"$G265*SB265","v":0},null,0,{"$f":"$G265*SE265","v":0},null,null,{"$f":"$G265*SH265","v":0},null,null,{"$f":"$G265*SK265","v":0},null,0,{"$f":"$G265*SN265","v":0},null,null,{"$f":"$G265*SQ265","v":0},null,null,{"$f":"$G265*ST265","v":0},null,0,{"$f":"$G265*SW265","v":0},null,0,{"$f":"$G265*SZ265","v":0},null,2,{"$f":"$G265*TC265","v":0},null,null,{"$f":"$G265*TF265","v":0},null,null,{"$f":"$G265*TI265","v":0},null,0,{"$f":"$G265*TL265","v":0},null,null,{"$f":"$G265*TO265","v":0},null,0,{"$f":"$G265*TR265","v":0},null,null,null,null,null,null,null,null,null,null,null,null,null,null,null,null,null,null,null,null,null,null,null,null,null,0,{"$f":"$G265*US265","v":0}]
["10.16.2",null,"B","RTV priključnica za montažu u dozni fi 60mm","RTV connector for mounting in enclosure fi 60 mm","kom/pcs",{"$f":"CENA!G257","v":0},4,0,null,null,null,null,null,null,null,null,null,null,null,null,null,null,null,null,null,null,null,null,null,null,null,null,null,null,null,null,null,null,null,null,null,null,null,null,null,null,null,null,null,null,null,null,null,null,null,null,null,null,null,null,null,null,null,null,null,null,null,null,null,null,null,null,null,null,null,null,null,null,null,null,null,null,null,null,null,null,null,null,null,null,null,null,null,{"$f":"$G266*CP266","v":0},null,null,0,null,null,{"$f":"$G266*CV266","v":0},null,null,null,null,null,null,null,null,null,null,null,null,null,null,null,null,null,null,null,null,null,null,null,null,null,null,null,null,null,null,null,null,null,null,null,null,null,null,null,null,null,null,null,null,null,null,null,null,null,null,null,null,null,null,null,null,null,null,0,{"$f":"$G266*FD266","v":0},null,0,{"$f":"$G266*FG266","v":0},null,0,{"$f":"$G266*FJ266","v":0},null,null,null,null,0,{"$f":"$G266*FP266","v":0},null,null,null,null,null,null,null,null,null,null,null,null,null,null,null,null,null,null,null,null,null,null,null,null,null,null,null,null,null,null,null,null,null,null,null,null,null,null,null,null,null,null,null,null,null,null,null,null,null,null,null,null,null,null,null,null,null,null,null,null,null,null,null,null,null,null,null,null,null,null,null,null,null,null,null,null,null,null,null,null,null,null,null,null,null,null,null,null,null,null,null,null,null,null,null,null,null,null,null,null,null,null,null,null,null,null,null,null,null,null,null,null,null,null,null,null,null,null,null,null,null,null,null,null,null,null,null,null,null,null,null,null,null,null,null,null,null,null,null,null,null,null,null,null,null,null,null,null,null,null,null,null,null,null,null,null,null,null,null,null,null,null,null,null,null,null,null,null,null,null,null,null,null,null,null,null,null,null,null,null,null,null,null,null,null,null,null,null,null,null,null,null,null,null,null,null,null,null,null,null,null,null,null,null,null,null,null,null,null,null,null,null,null,null,null,null,null,null,null,null,null,null,null,null,null,null,null,null,null,null,null,null,null,null,null,null,null,null,null,null,null,null,null,null,null,null,null,null,null,null,null,null,null,null,null,null,null,null,null,null,null,null,null,null,null,null,null,null,null,null,null,null,null,null,null,null,null,null,{"$f":"$G266*QI266","v":0},null,null,{"$f":"$G266*QL266","v":0},null,null,{"$f":"$G266*QO266","v":0},null,0,{"$f":"$G266*QR266","v":0},null,null,{"$f":"$G266*QU266","v":0},null,0,{"$f":"$G266*QX266","v":0},null,0,{"$f":"$G266*RA266","v":0},null,null,{"$f":"$G266*RD266","v":0},null,null,{"$f":"$G266*RG266","v":0},null,null,{"$f":"$G266*RJ266","v":0},null,0,{"$f":"$G266*RM266","v":0},null,0,0,null,0,0,null,0,{"$f":"$G266*RV266","v":0},null,null,0,null,null,{"$f":"$G266*SB266","v":0},null,0,{"$f":"$G266*SE266","v":0},null,null,{"$f":"$G266*SH266","v":0},null,null,{"$f":"$G266*SK266","v":0},null,0,{"$f":"$G266*SN266","v":0},null,null,{"$f":"$G266*SQ266","v":0},null,null,{"$f":"$G266*ST266","v":0},null,0,{"$f":"$G266*SW266","v":0},null,0,{"$f":"$G266*SZ266","v":0},null,4,{"$f":"$G266*TC266","v":0},null,null,{"$f":"$G266*TF266","v":0},null,null,{"$f":"$G266*TI266","v":0},null,0,0,null,null,0,null,0,{"$f":"$G266*TR266","v":0},null,null,null,null,null,null,null,null,null,null,null,null,null,null,null,null,null,null,null,null,null,null,null,null,null,0,{"$f":"$G266*US266","v":0}]
[null,null,null,null,null,null,null,null,{"$f":"SUM(I14:I266)","v":0},null,null,null,null,null,null,null,null,null,null,null,null,null,null,null,null,null,null,null,null,null,null,null,null,null,null,null,null,null,null,null,null,null,null,null,null,null,null,null,null,null,null,null,null,null,null,null,null,null,null,null,null,null,null,null,null,null,null,null,null,null,null,null,null,null,null,null,null,null,null,null,null,null,null,null,null,null,null,null,null,null,null,null,null,null,{"$f":"SUM(CQ14:CQ266)","v":0},null,null,{"$f":"SUM(CT14:CT266)","v":0},null,null,{"$f":"SUM(CW14:CW266)","v":0},null,null,null,null,null,null,null,null,null,null,null,null,null,null,null,null,null,null,null,null,null,null,null,null,null,null,null,null,null,null,null,null,null,null,null,null,null,null,null,null,null,null,null,null,null,null,null,null,null,null,null,null,null,null,null,null,null,null,null,{"$f":"SUM(FE14:FE266)","v":0},null,null,{"$f":"SUM(FH14:FH266)","v":0},null,null,{"$f":"SUM(FK14:FK266)","v":0},null,null,null,null,null,{"$f":"SUM(FQ14:FQ266)","v":0},null,null,null,null,null,null,null,null,null,null,null,null,null,null,null,null,null,null,null,null,null,null,null,null,null,null,null,null,null,null,null,null,null,null,null,null,null,null,null,null,null,null,null,null,null,null,null,null,null,null,null,null,null,null,null,null,null,null,null,null,null,null,null,null,null,null,null,null,null,null,null,null,null,null,null,null,null,null,null,null,null,null,null,null,null,null,null,null,null,null,null,null,null,null,null,null,null,null,null,null,null,null,null,null,null,null,null,null,null,null,null,null,null,null,null,null,null,null,null,null,null,null,null,null,null,null,null,null,null,null,null,null,null,null,null,null,null,null,null,null,null,null,null,null,null,null,null,null,null,null,null,null,null,null,null,null,null,null,null,null,null,null,null,null,null,null,null,null,null,null,null,null,null,null,null,null,null,null,null,null,null,null,null,null,null,null,null,null,null,null,null,null,null,null,null,null,null,null,null,null,null,null,null,null,null,null,null,null,null,null,null,null,null,null,null,null,null,null,null,null,null,null,null,null,null,null,null,null,null,null,null,null,null,null,null,null,null,null,null,null,null,null,null,null,null,null,null,null,null,null,null,null,null,null,null,null,null,null,null,null,null,null,null,null,null,null,null,null,null,null,null,null,null,null,null,null,null,null,{"$f":"SUM(QJ14:QJ266)","v":0},null,null,{"$f":"SUM(QM14:QM266)","v":0},null,null,{"$f":"SUM(QP14:QP266)","v":0},null,null,{"$f":"SUM(QS14:QS266)","v":0},null,null,{"$f":"SUM(QV14:QV266)","v":0},null,null,{"$f":"SUM(QY14:QY266)","v":0},null,null,{"$f":"SUM(RB14:RB266)","v":0},null,null,{"$f":"SUM(RE14:RE266)","v":0},null,null,{"$f":"SUM(RH14:RH266)","v":0},null,null,{"$f":"SUM(RK14:RK266)","v":0},null,null,{"$f":"SUM(RN14:RN266)","v":0},null,null,{"$f":"SUM(RQ14:RQ266)","v":0},null,null,{"$f":"SUM(RT14:RT266)","v":0},null,null,{"$f":"SUM(RW14:RW266)","v":0},null,null,{"$f":"SUM(RZ14:RZ266)","v":0},null,null,{"$f":"SUM(SC14:SC266)","v":0},null,null,{"$f":"SUM(SF14:SF266)","v":0},null,null,{"$f":"SUM(SI14:SI266)","v":0},null,null,{"$f":"SUM(SL14:SL266)","v":0},null,null,{"$f":"SUM(SO14:SO266)","v":0},null,null,{"$f":"SUM(SR14:SR266)","v":0},null,null,{"$f":"SUM(SU14:SU266)","v":0},null,null,{"$f":"SUM(SX14:SX266)","v":0},null,null,{"$f":"SUM(TA14:TA266)","v":0},null,null,{"$f":"SUM(TD14:TD266)","v":0},null,null,{"$f":"SUM(TG14:TG266)","v":0},null,null,{"$f":"SUM(TJ14:TJ266)","v":0},null,null,{"$f":"SUM(TM14:TM266)","v":0},null,null,{"$f":"SUM(TP14:TP266)","v":0},null,null,{"$f":"SUM(TS14:TS266)","v":0},null,null,null,null,null,null,null,null,null,null,null,null,null,null,null,null,null,null,null,null,null,null,null,null,null,null,{"$f":"SUM(UT14:UT266)","v":0}]

{"sheet":"vendors list","index":3,"n_rows":257,"n_cols":9,"rows_kept":257,"cut":false,"hidden":false,"merged":[]}
[]
["KOD/\nCODE",null,null,"Opis građevinskog materijala ","Description of building materials","Jed.\nprod./\nUNIT","Proizvođač/ Manufacturer","Oznaka proizvoda/ Product label","Napomena/ Remark"]
[]
[1,"A",null,"OSNOVNI GRAĐEVINSKI MATERIJAL","BASIC BUILDING MATERIALS"]
["1.1","O",1,"Cement  za betone do MB 30","Cement for concrete up to 30 MB","kg"]
["1.2","O",2,"Hidratisani gašeni kreč pripremljen u prahu","Hydrated slaked lime powdered","kg"]
["1.3","O",3,"Rebrasto betonsko gvožđe (RA) ","Ribbed reinforcement steel","/",{"$f":"KORISNICI!G16","v":"/"},{"$f":"KORISNICI!H16","v":"/"},{"$f":"KORISNICI!I16","v":"/"}]
["1.3.1",null,"A","10 mm   - dužine 12m","10 mm   - length 12m ","kg"]
["1.3.2",null,"B","12 mm   - dužine 12m","12 mm   - length 12m","kg"]
["1.3.3",null,"C","14 mm   - dužine 12m","14 mm   - length 12m","kg"]
["1.3.4",null,"D","16 mm   - dužine 12m","16 mm   - length 12m","kg"]
["1.4","O",4,"Glatko betonsko gvožđe (GA) ","Glibly reinforcement steel","/",{"$f":"KORISNICI!G21","v":"/"},{"$f":"KORISNICI!H21","v":"/"},{"$f":"KORISNICI!I21","v":"/"}]
["1.4.1",null,"B","  8 mm   - dužine 12m","  8 mm   - length 12m","kg"]
["1.4.2",null,"C","10 mm  - dužine 12m","10 mm  - length 12m","kg"]
["1.5","O",5,"Armaturna betonska mreža \ndim. (dxš) 6000 x 2150 = 12,9 m2/kom","Reinforcement mesh\ndim. (lxw) 6000 x 2150 = 12,9 m2/pcs","/",{"$f":"KORISNICI!G24","v":"/"},{"$f":"KORISNICI!H24","v":"/"},{"$f":"KORISNICI!I24","v":"/"}]
["1.5.1",null,"A","Q84    /4x4/150x150/ ","Q84    /4x4/150x150/ ","kg"]
["1.5.2",null,"B","Q131  /5x5/150x150/ ","Q131  /5x5/150x150/ ","kg"]
["1.5.3",null,"C","Q188  /6x6/150x150/ ","Q188  /6x6/150x150/ ","kg"]
["1.5.4",null,"D","Q283  /6x6/100x100/","Q283  /6x6/100x100/","kg"]
["1.5.5",null,"E","Q335  /8x8/150x150/","Q335  /8x8/150x150/","kg"]
[]
[2,"Z",null,"MATERIJAL ZA ZIDANJE, MALTERISANJE, GLETOVANJE I FARBANJE","MASONRY, PLASTERING FAIRING AND PAINTING MATERIAL"]
["2.1","Z",1,"Giter blok (d/š/v) 250x190x190 mm","Gitter block (l/w/h) 250x190x190 mm","kom/pcs"]
["2.2","Z",2,"Giter polublok (12cm) (d/š/v) 250x120x190mm","Gitter half block (12cm) (l/w/h) 250x120x190mm","kom/pcs"]
["2.3","Z",3,"Opeka puna (d/š/v) 250x120x65 mm","Brick (full-without holes) (l/w/h) 250x120x65 mm","kom/pcs"]
["2.4","Z",4,"Blok od porobetona za pregradni zid\n(d/š/v) 625x200x200 mm","Aerated concrete block for partition wall\n(l/w/h) 625x200x200 mm","kom/pcs"]
["2.5","Z",5,"Fert nosači (gredice)\nDužina nosača je jednaka dužini binora = \nširina otvora između zidova + 30 cm.\nBroj gredica = dužina prostorije x 0,40","Fert beams\nBoom length is equal to the length of Binor =\nwidth of the openings between the walls + 30 cm.\nNumber of beams = length of room x 0.40","/",{"$f":"KORISNICI!G36","v":"/"},{"$f":"KORISNICI!H36","v":"/"},{"$f":"KORISNICI!I36","v":"/"}]
["2.5.1",null,"A","0,00-3,90 m ","0,00-3,90 m ","m1"]
["2.5.2",null,"B","3,91-4,50 m ","3,91-4,50 m ","m1"]
["2.5.3",null,"C","4,51-4,90 m ","4,51-4,90 m ","m1"]
["2.5.4",null,"D","4,91-5,30 m ","4,91-5,30 m ","m1"]
["2.5.5",null,"E","5,31-5,90 m ","5,31-5,90 m ","m1"]
["2.5.6",null,"F","5,91-6,30 m ","5,91-6,30 m ","m1"]
["2.6","Z",6,"Fert ispuna (d/š/v) 245x285/275x160 mm ","Fert fillings (l/w/h) 245x285/275x160 mm ","kom/pcs"]
["2.7","Z",7,"Malter za zidanje \nPripremljeno krečno - cementno vezivo","Mortar for masonry\nPrepared lime - cement binder","kg"]
["2.8","Z",8,"Malter za malterisanje \nPripremljeno krečno - cementno vezivo","Mortar for plastering\nPrepared lime - cement binder","kg"]
["2.9","Z",9,"Krečna glet masa\nBezcementna krečna masa za gletovanje","Lime smoothing mass\nNo cement lime compound for smoothing","kg"]
["2.10","Z",10,"Poludisperzivna boja \nPoludisperziona boja  razrediva vodom","Semi dispersion paint","kg"]
[]
["3","K",null,"MATERIJAL ZA KROVNU KONSTRUKCIJU, KROVNI POKRIVAČ, OSB I GIPS KARONSKE TABLE","ROOF CONSTRUCTION AND ROOFING MATERIAL, OSB AND PLASTERBOARD TABLE"]
["3.1","K",1,"Presovani glineni crep I klase\ndimenzija: 400-450x245-275 mm","Pressed clay tiles class 1\ndim: 400-450x245-275 mm","kom/pcs"]
["3.2","K",3,"Biber crep I klase dimenzija: 180x380 mm","Biber clay tiles class 1 dim: 180x380 mm","kom/pcs"]
["3.3","K",2,"Slemeni crep I klase (žljebnjak)","Ridge clay tiles class 1","kom/pcs"]
["3.4","K",4,"Paropropusna i vodonepropusna krovna  folija kontrola vodene pare iznad termoizolacije","Vapour permeable and waterproof roof sheeting control of water vapor above the insulation","m2"]
["3.5","K",5,"Staklena mineralna vuna \ntermoizolacija potkrovlja između rogova","Glass Mineral Wool \nloft insulation between the rafters","/",{"$f":"KORISNICI!G54","v":"/"},{"$f":"KORISNICI!H54","v":"/"},{"$f":"KORISNICI!I54","v":"/"}]
["3.5.1",null,"A","debljina d=10 cm  ","thickness d=10 cm  ","m2"]
["3.5.2",null,"B","debljina d=12 cm  ","thickness d=12 cm  ","m2"]
["3.5.3",null,"C","debljina d=14 cm  ","thickness d=14 cm  ","m2"]
["3.6","K",6,"Parna brana\nkontrola vodene pare ispod termoizolacije","Vapor barrier \ncontrol of water vapor below the insulation","m2"]
["3.7","K",7,"Čamova rezana građa različitog preseka\ndužine 400 cm","Fir lumber of different cross-section\nlength 400 cm","/",{"$f":"KORISNICI!G59","v":"/"},{"$f":"KORISNICI!H59","v":"/"},{"$f":"KORISNICI!I59","v":"/"}]
["3.7.1",null,"A","Rog/Venčanica/Raspinjača           10/12 cm","rafters / wall plate / ridge collar 10/12 cm","m3"]
["3.7.2",null,"B","Rog/Stub/Grebenjača/Slemenja.   12/14 cm","column / pile / hip rafter / ridge 12/14 cm","m3"]
["3.7.3",null,"C","Stub/Grebenjača                         14/14 cm","column / hip rafter 14/14 cm","m3"]
["3.7.4",null,"H","Tavanjače                                   18/26 cm","attic beams 18/26 cm","m3"]
["3.8","K",8,"Čamova rezana građa različitog preseka\ndužine 600 cm","Fir lumber of different cross-section\nlength 600 cm","/",{"$f":"KORISNICI!G64","v":"/"},{"$f":"KORISNICI!H64","v":"/"},{"$f":"KORISNICI!I64","v":"/"}]
["3.8.1",null,"A","Rog/Venčanica/Raspinjača          10/12 cm","rafters / wall plate / ridge collar 10/12 cm","m3"]
["3.8.2",null,"B","Rog/Stub/Grebenjača/Slemenja.   12/14 cm","column / pile / hip rafter / ridge 12/14 cm","m3"]
["3.8.3",null,"C","Stub/Grebenjača                         14/14 cm","column / hip rafter 14/14 cm","m3"]
["3.8.4",null,"D","Rožnjača                                    14/16 cm","Purlin 14/16 cm","m3"]
["3.8.5",null,"E","Kosnik/Pajanta                           10/10 cm","Strut 10/10 cm","m3"]
["3.8.6",null,"F","Klešta                                         6/12 cm","Collar tie 6/12 cm","m3"]
["3.8.7",null,"G","Krovna štafla                                5/8  cm","Roof battens 5/8  cm","m3"]
["3.8.8",null,"H","Tavanjače                                   18/26 cm","attic beams 18/26 cm","m3"]
["3.9","K",9,"Građevinska daska - fosna\n4,8/25/400 cm","Fir board\n4,8/25/400 cm","m3"]
["3.10","K",10,"Krovna daska od čamove rezane građe \n2,4-2,5/15 cm, isporučuje se dužine l=3,0 metra","Roof fir board\n2,4-2,5/15 cm, lenght l=3,0 m","m3"]
["3.11","K",11,"Krovna letva od čamove rezane građe \n 3 / 5 cm , isporučuje se dužine l=3,0 metra","Fir batten\n 3 / 5 cm , lenght l=3,0 m","m1"]
["3.12","K",12,"OSB3  vlagootporne konstruktivne ploče\nd=18 mm / dim. 2440 x 1220","OSB3  moisture resistant structural panels\nd=18 mm / dim. 2440 x 1220","kom/pcs"]
["3.13","K",13,"Standardne gips kartonske ploče - Tip A\ndimenzije: 1200-1250 x 2000 mm","Standard plasterboard table - Type A\ndim: 1200-1250 x 2000 mm","kom/pcs"]
["3.14","K",14,"Vlagootporne gips kartonske ploče - Tip H2\ndimenzije: 1200-1250 x 2000 mm","Moisture resistant Plasterboard - Type H2\ndim: 1200-1250 x 2000 mm","kom/pcs"]
["3.15","K",15,"Čelični pocinkovani i farbani olučni elementi prečnika: Ø 100 mm dužine 600 cm","Galvanized steel and painted gutter elements diameter: Ø 100 mm length 600 cm","/",{"$f":"KORISNICI!G79","v":"/"},{"$f":"KORISNICI!H79","v":"/"},{"$f":"KORISNICI!I79","v":"/"}]
["3.15.1",null,"A","Horizontalni polukružni","horizontal semicircular gutter","kom/pcs"]
["3.15.2",null,"B","Vertikalni kružni oluk","Vertical circular gutter","kom/pcs"]
[]
["4","P",null,"MATERIJAL ZA PODOVE, LAMINAT, PLOČICE I XPS","FLOORING, LAMINATE, TILES AND XPS"]
["4.1","P",1,"Unutrašnje podne keramičke pločice\nMin. dimenzije pločica: 200x300 mm","Floor tiles for inside\nMin. tile size: 200x300 mm","m2"]
["4.2","P",2,"Unutrašnje zidne keramičke pločice \nMin. dimenzije pločica: 200x300 mm","Wall tiles for inside\nMin. tile size: 200x300 mm","m2"]
["4.3","P",3,"Lepak za keramičke pločice\nFleksibilni, polimer-cementni lepak","Glue for ceramic tiles\nFlexible, polymer-cement glue","kg"]
["4.4","P",4,"Fleksibilna masa za fugovanje\nVodoodbojna fug masa na bazi cementa","Flexible mass for grouting\nWaterproof grout cement based","kg"]
["4.5","P",5,"Laminat - jakopresovani (HLP)\nsa klik sistemom, dezen: hrast natur (prirodni)","Laminate (HLP)\nwith click system, design: oak natural (natural)","m2"]
["4.6","P",6,"Lajsne za laminat od medijapana \nmaterijal: medijapan / MDF","Moldings for laminate MDF\nMaterial: MDF / MDF","m1"]
["4.7","P",7,"Podloga za laminat od polietilenske pene\nSunđerasta podloga za laminat","The base for laminate of polyethylene foam\nFoam base for laminate","m2"]
["4.8","P",8,"Cementni suvi estrih (cementna košuljica).\nPripremljeno cementno praškasto vezivo","Cement dry screed (cement screed)\nPrepared cement powder binder","kg"]
["4.9","P",9,"Građevinska PVC folija Za razdvajanje cementne košuljice od termo izolacije.","PVC foil for construction. To separate the cement screed of thermal insulation.","m2"]
["4.10","P",10,"Stirodur (XPS za izolaciju na podovima)\nploča od ekstrudirane polistirenske pene","Stirodur (XPS insulation for floors)\npanel of extruded polystyrene foam","/",{"$f":"KORISNICI!G93","v":"/"},{"$f":"KORISNICI!H93","v":"/"},{"$f":"KORISNICI!I93","v":"/"}]
["4.10.1",null,"A","debljine d=2 cm","d=2 cm","m2"]
["4.10.2",null,"B","debljine d=5 cm","d=5 cm","m2"]
[]
["5","F",null,"MATERIJAL ZA IZRADU FASADE","FACADE MATERIAL"]
["5.1","F",1,"EPS za termoizolaciju fasadnih zidova\nploča od ekspandiranog polistirena ","Thermal insulation for facade walls (EPS)\nplates made of expanded polystyrene","/",{"$f":"KORISNICI!G98","v":"/"},{"$f":"KORISNICI!H98","v":"/"},{"$f":"KORISNICI!I98","v":"/"}]
["5.1.1",null,"A","debljina d=8 cm","d=8 cm","m2"]
["5.1.2",null,"B","debljina d=10 cm","d=10 cm","m2"]
["5.1.3",null,"C","debljina d=12 cm","d=12 cm","m2"]
["5.1.4",null,"D","debljina d=14 cm","d=14 cm","m2"]
["5.2","F",2,"GrađevinskI lepak za EPS ploče \ncementni lepak namenjen za lepljenje ploča od ekspandiranog polistirena (EPS) i armiranje armaturne (rabic) mrežice ","Construction glue for EPS plates\ncement adhesive for gluing plates made of expanded polystyrene (EPS) and reinforcing wire (rabic) net","kg"]
["5.3","F",3,"Armaturna (rabic) staklena mrežica.\nVisokokvalitetna alkalno postojana staklena mrežica","Reinforcing (rabic) fiberglass mesh\nHigh quality alkali resistant fiberglass mesh","m2"]
["5.4","F",4,"Aktivni predpremaz pre nanošenja tankoslojnog fasadnog maltera.\npredpremaz za izjednačavanje upijanja - podloga","Active primer before applying the thin-layer plaster primer for the equalization of absorption surface","kg"]
["5.5","F",5,"Fasadni tankoslojni akrilni malter\nZavršni malter u pastoznom stanju, namenjen za zaštitu fasadnih zidnih površina","Facade thin-layer acrylic plaster\nFinishing plaster in paste-like state, intended for the protection of facade wall surfaces","/",{"$f":"KORISNICI!G106","v":"/"},{"$f":"KORISNICI!H106","v":"/"},{"$f":"KORISNICI!I106","v":"/"}]
["5.5.1",null,"A","boja približna RAL 1034 -kajsija ","color similar to RAL 1034-apricot","kg"]
["5.5.2",null,"B","boja približna RAL 6005 -pastelno zelena","color similar to RAL 6005 pastel-green","kg"]
["5.5.3",null,"C","boja približna RAL 5023 -pastelno plava","color similar to RAL 5023 pastel-blue","kg"]
["5.5.4",null,"D","boja približna RAL 3011 -pastelno crvena","color similar to RAL 3011 pastel-red","kg"]
["5.5.5",null,"E","boja približna RAL 8002 -braon","color similar to RAL 8002 brown","kg"]
[]
["6","H",null,"MATERIJAL ZA HIDRO IZOLACIJE","WATERPROOFING MATERIAL"]
["6.1","H",1,"Bitulit (prethodni premaz za hidroizolaciju)\nUpotrebljava se u isporučenom stanju (hladan  postupak ) bez zagrevanja","Bitulit (previous coating for waterproofing)\nIt is used as delivered (cold process) without heating","kg"]
["6.2","H",2,"Poliazbitol (hladni premaz za hidroizolaciju) Upotrebljava se u isporučenom stanju (hladan postupak) bez zagrevanja","POLYASBITOL (cold coating for waterproofing)\nIt is used as delivered (cold process) without heating","kg"]
["6.3","H",3,"Ter papir Bitumenska hidroizolaciona traka.","Ter paper Bituminous waterproofing tape.","m2"]
["6.4","H",4,"Kondor V-3 (hidroizolaciona traka)\nPlastomer-bitumenska traka, \nuložak stakleni voal, debljina:  ≥ 3 mm","Condor V-3 (waterproof tape)\nPlastomer-bituminous tape,\nglass mat, thickness: ≥ 3 mm","m2"]
[]
["7","S",null,"STOLARIJA","DOORS AND WINDOWS"]
["7.1","S",1,"Ulazna vrata od PVC-a (komplet pozicija). \nboja profila: bela RAL 9003\nbroj komora: ≥  5 komora\nširina x visina (zidarske mere)","Entrance door of PVC (set position)\nProfile color: white RAL 9003 \nNumber of chambers: ≥ 5 chambers \nwidth x height (masonry measures)","/",{"$f":"KORISNICI!G120","v":"/"},{"$f":"KORISNICI!H120","v":"/"},{"$f":"KORISNICI!I120","v":"/"}]
["7.1.1",null,"A","JK    90x210 cm - Leva       90 cm ","one wing  90x210 cm - Left      90 cm ","kom/pcs"]
["7.1.2",null,"B","JK    90x210 cm - Desna    90 cm","one wing  90x210 cm - Right    90 cm","kom/pcs"]
["7.1.3",null,"C","DK 120x210 cm - Leva       90+30 cm","two wings 120x210 cm - Left        90+30 cm","kom/pcs"]
["7.1.4",null,"D","DK 120x210 cm - Desna    90+30 cm","two wings 120x210 cm - Right    90+30 cm","kom/pcs"]
["7.2","S",2,"Prozori od PVC-a (komplet pozicija).\nVertikalno i horizontalno otvaranje, boja profila: bela RAL 9003, broj komora: ≥  5 komora\nširina x visina (zidarske mere)","Windows made of PVC (set position)\nVertical and horizontal opening, color profile: white RAL 9003, the number of chambers: ≥ 5 chambers \nwidth x height (masonry measures)","/",{"$f":"KORISNICI!G125","v":"/"},{"$f":"KORISNICI!H125","v":"/"},{"$f":"KORISNICI!I125","v":"/"}]
["7.2.1",null,"A","JK     60x60 cm ","one wing 60x60 cm ","kom/pcs"]
["7.2.2",null,"B","JK     80x80 cm","one wing 80x80 cm","kom/pcs"]
["7.2.3",null,"C","JK    80x120 cm    ","one wing 80x120 cm    ","kom/pcs"]
["7.2.4",null,"D","JK    80x140 cm    ","one wing 80x140 cm ","kom/pcs"]
["7.2.5",null,"E","JK  100x120 cm","one wing 100x120 cm","kom/pcs"]
["7.2.6",null,"F","JK  100x140 cm","one wing 100x140 cm","kom/pcs"]
["7.2.7",null,"G","DK  120x120 cm","two wings 120x120 cm","kom/pcs"]
["7.2.8",null,"H","DK  120x140 cm","two wings 120x140 cm","kom/pcs"]
["7.2.9",null,"I","DK  140x120 cm ","two wings 140x120 cm ","kom/pcs"]
["7.2.10",null,"J","DK  140x140 cm ","two wings 140x140 cm ","kom/pcs"]
["7.2.11",null,"K","DK  160x120 cm","two wings 160x120 cm","kom/pcs"]
["7.2.12",null,"L","DK  160x140 cm","two wings 160x140 cm","kom/pcs"]
["7.3","S",3,"Krovni prozor sa  aluminijumskom opšivkom od laminirane i impregnirane čamove građe","Roof window with aluminum flashings of laminated and impregnated fir timber","/",{"$f":"KORISNICI!G138","v":"/"},{"$f":"KORISNICI!H138","v":"/"},{"$f":"KORISNICI!I138","v":"/"}]
["7.3.1",null,"A","dimenzije 66 x 118   (širinaxvisina)","66 x 118 (width x height)","kom/pcs"]
["7.3.2",null,"B","dimenzije 78 x 98     (širinaxvisina)","78 x 98   (width x height)","kom/pcs"]
["7.3.3",null,"C","dimenzije 78 x 118   (širinaxvisina)","78 x 118 (width x height)","kom/pcs"]
["7.4","S",4,"Balkonska vrata od PVC-a (komplet pozicija). \nboja profila: bela RAL 9003\nbroj komora: ≥  5 komora\nširina x visina (zidarske mere)","Balcony doors from PVC (set position)\nProfile color: white RAL 9003 \nNumber of chambers: ≥ 5 chambers \nwidth x height (masonry measures)","/",{"$f":"KORISNICI!G142","v":"/"},{"$f":"KORISNICI!H142","v":"/"},{"$f":"KORISNICI!I142","v":"/"}]
["7.4.1",null,"A","JK     90x210 cm   - Leva","one wing  90x210 cm - Left     ","kom/pcs"]
["7.4.2",null,"B","JK     90x210 cm   - Desna ","one wing  90x210 cm - Right    ","kom/pcs"]
["7.4.3",null,"C","DK  140x210 cm","two wings 140x210 cm","kom/pcs"]
["7.5","S",5,"Unutrašnja vrata sa ispunom od kartonskog saća (komplet pozicija). \nširina x visina (spoljna mera futera)","Internal doors filled with cardboard honeycomb (set position)\nwidth x height (external measures footer)","/",{"$f":"KORISNICI!G146","v":"/"},{"$f":"KORISNICI!H146","v":"/"},{"$f":"KORISNICI!I146","v":"/"}]
["7.5.1",null,"A","70x205 cm - Leva  (dubina štoka 0-16 cm)","70x205 cm - Left     (depth door 0-16 cm)","kom/pcs"]
["7.5.2",null,"B","70x205 cm - Leva  (dubina štoka 16-30 cm)","70x205 cm - Left     (depth door 16-30 cm)","kom/pcs"]
["7.5.3",null,"C","70x205 cm - Desna (dubina štoka 0-16 cm)","70x205 cm - Right   (depth door  0-16 cm)","kom/pcs"]
["7.5.4",null,"D","70x205 cm - Desna (dubina štoka 16-30 cm)","70x205 cm - Right   (depth door  16-30 cm)","kom/pcs"]
["7.5.5",null,"E","80x205 cm - Leva  (dubina štoka 0-16 cm)","80x205 cm - Left     (depth door 0-16 cm)","kom/pcs"]
["7.5.6",null,"F","80x205 cm - Leva  (dubina štoka 16-30 cm)","80x205 cm - Left     (depth door 16-30 cm)","kom/pcs"]
["7.5.7",null,"G","80x205 cm - Desna (dubina štoka 0-16 cm)","80x205 cm - Right   (depth door  0-16 cm)","kom/pcs"]
["7.5.8",null,"H","80x205 cm - Desna (dubina štoka 16-30 cm)","80x205 cm - Right   (depth door  16-30 cm)","kom/pcs"]
["7.5.9",null,"I","90x205 cm - Leva  (dubina štoka 0-16 cm)","90x205 cm - Left     (depth door 0-16 cm)","kom/pcs"]
["7.5.10",null,"J","90x205 cm - Leva  (dubina štoka 16-30 cm)","90x205 cm - Left     (depth door 16-30 cm)","kom/pcs"]
["7.5.11",null,"K","90x205 cm - Desna (dubina štoka 0-16 cm)","90x205 cm - Right   (depth door  0-16 cm)","kom/pcs"]
["7.5.12",null,"L","90x205 cm - Desna (dubina štoka 16-30 cm)","90x205 cm - Right   (depth door  16-30 cm)","kom/pcs"]
[]
["8","D",null,"OSTALA OPREMA I MATERIJAL \n","OTHER EQUIPMENT AND SUPPLIES"]
["8.1","D",1,"Jednostruki dimnjak prečnika Ф 140 mm.\nTroslojni montažni dimnjački sistem namenjen za sva ložišta i sve vrste goriva, bez ventilacije.\nSastavljen je od: dimnjačke cevi od tehničke keramike, izolacije oko cevi dimnjaka od kamene vune minimalne specifične težine 80kg/m3, spoljneg dimnjačkog plašta od lakog betona, vatrostalnog lepka u kartušama, vatrootpornih i gasnonepropusnih atestiranih troslojnih vratanaca , kondenz posude, priključaka za reviziju i ložišta, krovne ploče od staklo betona, nosača tervola i tvrdih tervol ploča za priključke, ventilacione rešetke, dilatacione rozete od nerđajućeg čelika. \nSpoljna dimenzija dimnjačkog plašta za fi14cm=32x32cm.","A single chimney diameter 140 mm.\nThree-layer prefabricated chimney system designed for all furnaces and all types of fuel, with no ventilation. It is composed of: chimney pipe of technical ceramics, pipe insulation around the chimney of stone wool minimum specific weight of 80kg/m3, external chimney mantle of lightweight concrete, refractory adhesive in cartouches, fireproof and gas impermeable certified three-layer side door, condensate pots, connectors for the audit and furnaces, roof tiles of glass concrete girders Tervola and hard tervol plate connections, ventilation grilles, rosettes expansion of stainless steel. The external dimensions of the chimney sleeve fi14cm = 32x32cm.","m1"]
[]
["9","V",null,"Vodovod Kanalizacija Oprema","WATER SUPPLY AND SEWAGE"]
[null,null,null,"Vodovod","WATER SUPPLY"]
["9.1","V",1,"Vodovodne polietilenske cevi  PE 100 PN16\nza radni pritisak 16 bara (SDR 11)","Water supply polyethylene pipe PE 100 PN16\nthe working pressure of 16 bar (SDR 11)","/",{"$f":"KORISNICI!G165","v":"/"},{"$f":"KORISNICI!H165","v":"/"},{"$f":"KORISNICI!I165","v":"/"}]
["9.1.1",null,"A","d25  (s min. 2,3)    - 3/4\"","d25  (s min. 2,3)    - 3/4\"","m1"]
["9.1.2",null,"B","d32  (s min. 3,0)   -       1\"","d32  (s min. 3,0)   -       1\"","m1"]
["9.1.3",null,"C","d40  (s min. 3,7)   -  5/4\"","d40  (s min. 3,7)   -  5/4\"","m1"]
["9.2","V",2,"Vodovodne cevi  PP-R 80 PN20 \nza radni pritisak 20 bara, bele ili zelene boje\n(materijal: polipropilen-random kapolimer)","Water pipe PP-R 80 PN20 \nthe working pressure of 20 bar, white or green \n(material: polypropylene random kapolimer)","/",{"$f":"KORISNICI!G169","v":"/"},{"$f":"KORISNICI!H169","v":"/"},{"$f":"KORISNICI!I169","v":"/"}]
["9.2.1",null,"B","d20  (s min.   3,4)    - 1/2\"","d20  (s min.   3,4)    - 1/2\"","m1"]
["9.2.2",null,"C","d25  (s min.   4,2)    - 3/4\"","d25  (s min.   4,2)    - 3/4\"","m1"]
["9.2.3",null,"D","d32  (s min.   5,4)    -     1\"","d32  (s min.   5,4)    -     1\"","m1"]
["9.3","V",3,"Vodomer \nsa prirubnicama, holenderima i pripadajućom opremom za montažu, za pritisak do 16 bara","water gauge\nflanges, unions and associated equipment for assembly, for pressure up to 16 bar","/",{"$f":"KORISNICI!G173","v":"/"},{"$f":"KORISNICI!H173","v":"/"},{"$f":"KORISNICI!I173","v":"/"}]
["9.3.1",null,"A","horizontalni 3/4\"    ","Horizontal 3/4\"    ","kom/pcs"]
["9.3.2",null,"B","horizontalni     1\"    ","Horizontal     1\"    ","kom/pcs"]
["9.3.3",null,"C","horizontalni 5/4\"","Horizontal 5/4\"","kom/pcs"]
["9.4","V",4,"Ravni propusni ventil sa ogrankom za pražnjenje","Skip straight valve with a branch drain","/",{"$f":"KORISNICI!G177","v":"/"},{"$f":"KORISNICI!H177","v":"/"},{"$f":"KORISNICI!I177","v":"/"}]
["9.4.1",null,"A","d25  (s min. 2,3)    - 3/4\"","d25  (s min. 2,3)    - 3/4\"","kom/pcs"]
["9.4.2",null,"B","d32  (s min. 3,0)   -       1\"","d32  (s min. 3,0)   -       1\"","kom/pcs"]
["9.5","V",5,"Propusni ventil za uzidanje sa kapom ","Gate valve for the wall with cap","/",{"$f":"KORISNICI!G180","v":"/"},{"$f":"KORISNICI!H180","v":"/"},{"$f":"KORISNICI!I180","v":"/"}]
["9.5.1",null,"A","d20  (s min.   3,4)    - 1/2\"","d20  (s min.   3,4)    - 1/2\"","kom/pcs"]
["9.5.2",null,"B","d25  (s min.   4,2)    - 3/4\"","d25  (s min.   4,2)    - 3/4\"","kom/pcs"]
["9.5.3",null,"C","d32  (s min. 3,0)   -       1\"","d32  (s min. 3,0)   -       1\"","kom/pcs"]
["9.6","V",6,"Ugaoni \"EK\" sa kapom","Angle valve \"EK\" with cap","/",{"$f":"KORISNICI!G184","v":"/"},{"$f":"KORISNICI!H184","v":"/"},{"$f":"KORISNICI!I184","v":"/"}]
["9.6.1",null,"A","d20  (s min.   3,4)    - 1/2\"","d20  (s min.   3,4)    - 1/2\"","kom/pcs"]
["9.7","V",7,"Termička izolacija vodovodnih cevi  -tipa plamaflex ISO ili sl.","Thermal insulation of water pipes-type PLAMAFLEX ISO etc..","/",{"$f":"KORISNICI!G186","v":"/"},{"$f":"KORISNICI!H186","v":"/"},{"$f":"KORISNICI!I186","v":"/"}]
["9.7.1",null,"B","d20   (22/9)   - 1/2\"","d20   (22/9)   - 1/2\"","m1"]
["9.7.2",null,"C","d25   (25/9) - 3/4\"","d25   (25/9) - 3/4\"","m1"]
["9.7.3",null,"D","d32   (35/9)-     1\"","d32   (35/9)-     1\"","m1"]
[null,null,null,"Kanalizacija","SEWAGE"]
["9.8","V",8,"PVC kanalizacione cevi SDR 41 / SN4 / PN5\nza spoljni razvod, kućna i ulična kanalizacija","PVC sewer pipe SDR 41 / CH4 / PN5\nfor external distribution, household and street sewage","/",{"$f":"KORISNICI!G191","v":"/"},{"$f":"KORISNICI!H191","v":"/"},{"$f":"KORISNICI!I191","v":"/"}]
["9.8.1",null,"A","d110 (s min.   3,2)    dužina 6,0m","d110 (s min.   3,2)    length 6,0m","kom/pcs"]
["9.8.2",null,"B","d160 (s min.   4,0)    dužina 6,0m","d160 (s min.   4,0)    length 6,0m","kom/pcs"]
["9.9","V",9,"Plastične PP cevi SDR 51 / SN2 / PN4\nza unutrašnji (kućni) razvod, kućna kanalizacija","Plastic PP pipes SDR 51 / SN2 / PN4\nfor internal (home) distribution, household sewage","/",{"$f":"KORISNICI!G194","v":"/"},{"$f":"KORISNICI!H194","v":"/"},{"$f":"KORISNICI!I194","v":"/"}]
["9.9.1",null,"A","d50     (s min.   1,8)    dužina 3,0m","d50     (s min.   1,8)    length 3,0m","kom/pcs"]
["9.9.2",null,"B","d75     (s min.   1,9)    dužina 3,0m","d75     (s min.   1,9)    length 3,0m","kom/pcs"]
["9.9.3",null,"C","d110  (s min.   2,7)    dužina 3,0m","d110  (s min.   2,7)    length 3,0m","kom/pcs"]
["9.10","V",10,"Plitki PE podni slivnik d50 sa horizontalnim odvodom dimenzija 150x150mm","Shallow PE floor drain with horizontal outlet d50 size 150x150mm","kom/pcs"]
["9.11","V",11,"Zidni sifoni sa odvodnom mesinganom cevi d32 (mašina za pranje veša i sudova)","Wall siphon with drainage brass tubes d32 (washing machines, dishwashers)","kom/pcs"]
[null,null,null,"Oprema u kupatilu","BATHROOM EQUPIMENT"]
["9.12","V",12,"WC šolja od keramike  I klase","Ceramic toilet bowl class 1","kom/pcs"]
["9.13","V",13,"Niskomontažni plastični predzidni vodokotlić \nza nisku montažu iznad wc šolje sa plovkom i svim potrebnim delovima za funkcionisanje vodokotlića","Low mounting plastic-wall toilet tank\nfor low installation above the toilet bowl float and all the parts required for the operation of flushing","kom/pcs"]
["9.14","V",14,"Umivaonikom sa stubom od keramike  I klase","Washbasin with ceramic pillar class 1","kom/pcs"]
["9.15","V",15,"Pravougaona akrilna tuš kada\ndimenzija 90x90cm sa odlivnim ventilom","Rectangular acrylic shower \nsize 90x90cm with discharge valve","kom/pcs"]
["9.16","V",16,"Električni akumulacioni bojler 50l vertikalni \ngrejač 2 kW, napon 230V, kazan izrađen od emajliranog lima, sa  pratećim materijalom za ugradnju","Electric storage water heater 50l vertical \nheater 2 kW, 230V, caldron made ​​of enameled steel, with supporting material for installation","kom/pcs"]
["9.17","V",17,"Ogledalo sa etažerom (iznad umivaonika)\nčetvrtasto, min. dimenzija 80x60cm","Mirror with shelf above wash basin \nsquare, min. 80x60cm","kom/pcs"]
["9.18","V",18,"Baterije (slavine) \nhromirane baterije za hladnu i toplu vodu","Lever\nchrome lever for cold and hot water","/",{"$f":"KORISNICI!G207","v":"/"},{"$f":"KORISNICI!H207","v":"/"},{"$f":"KORISNICI!I207","v":"/"}]
["9.18.1",null,"A","za umivaonik jednoručna stojeća ","For washbasin single lever basin standing","kom/pcs"]
["9.18.2",null,"B","za tuš kadu (sa tuš ručicom i tuš crevom)\njednoručna sa poniklovanim savitljivim crevom","For shower bath (with shower head and shower hose) Single lever with nickel hoses","kom/pcs"]
["9.18.3",null,"C","za mašinu za veš i sudove, holender slavina DN20/15, s pripadajućom opremom za ugradnju ","for washing machine and dishwasher, union DN20/15 taps, and all the equipment for installation","kom/pcs"]
[null,null,null,"Oprema u kuhinji","KITCHEN EQUIPMENT"]
["9.19","V",19,"Korito sudopere od \"Inox \"-a (dvodelno)\n(izrađeno od plemenitog nerđajućeg čelika)\norjenacione dimenzije:  780 x 435 x 150 mm","kitchen sink \"Inox\" two-part\n(made of stainless steel)\napprox. dim:  780 x 435 x 150 mm","kom/pcs"]
["9.20","V",20,"Električni akumulacioni bojler 5l\nza ugradnju iznad sudopere, vertikalni grejač 2 kW, napon 230V, kazan izrađen od plastike\nsa  pratećim materijalom za ugradnju","Electric storage water heater 5l\nFitting over the sink, vertical heater 2 kW, 230V, caldron made ​​of plastic with the materials for installation","kom/pcs"]
["9.21","V",21,"Baterija za sudoperu jednoručna stojeća hromirana baterija za hladnu i toplu vodu ","Sink-standing single lever chrome mixer for hot and cold water","kom/pcs"]
[]
["10","E",null,"ELEKTRO MATERIJAL I OPREMA\n","Electrical materials and equipment"]
[null,null,null,"Kablovi i kablovski pribor","Electrical cables and cable accessories"]
["10.1","E",1,"Napojni kablovi","Power cables","/",{"$f":"KORISNICI!G218","v":"/"},{"$f":"KORISNICI!H218","v":"/"},{"$f":"KORISNICI!I218","v":"/"}]
["10.1.1",null,"A","X00-A      4x16 mm2","X00-A      4x16 mm2","m"]
["10.1.2",null,"B","PP00-Y   5x6    mm2","PP00-Y   5x6    mm2","m"]
["10.1.3",null,"C","PP00-Y   5x10  mm2","PP00-Y   5x10  mm2","m"]
["10.2","E",2,"Instalacioni kablovi","Installation cables","/",{"$f":"KORISNICI!G222","v":"/"},{"$f":"KORISNICI!H222","v":"/"},{"$f":"KORISNICI!I222","v":"/"}]
["10.2.1",null,"A","PP-Y       3x1,5  mm2","PP-Y       3x1,5  mm2","m"]
["10.2.2",null,"B","PP-Y       4x1,5  mm2","PP-Y       4x1,5  mm2","m"]
["10.2.3",null,"C","PP-Y       3x2,5  mm2","PP-Y       3x2,5  mm2","m"]
["10.2.4",null,"D","PP-Y       5x2,5  mm2","PP-Y       5x2,5  mm2","m"]
["10.3","E",3,"Instalacione PVC cevi","PVC pipe for installations of cables","/",{"$f":"KORISNICI!G227","v":"/"},{"$f":"KORISNICI!H227","v":"/"},{"$f":"KORISNICI!I227","v":"/"}]
["10.3.1",null,"A","fi 16mm2","fi 16mm2","m"]
["10.3.2",null,"B","fi 50mm2","fi 50mm2","m"]
[null,null,null,"Razvodne table i oprema","The junction boards and equipment"]
["10.4","E",4,"Razvodna tabla Stanska, za ugradnju na zid sa transparentim vratima, sa mestom za 18 modula, DIN šinom, IP40\nRazvodna tabla sadrži :\n1. Jednopolni instalacioni prekidač\n(automatski osigurač) za montažu na DIN šinu nom. napona 230V/400V, 50Hz; karakteristike B; prekidne moći 6kA:\n- nazivne struje 6A -komada 1,\n- nazivne struje 10A-komada 2\n- nazivne struje 16A- komada 9\n2. Signalna sijalica\nza signalizaciju tarife 230V za ugradnju u stansku razvodnu tablu, montažu na DIN šinu- komada 1;\n3. FID sklopka za ugradnju u stansku razvodnu tablu, montažu na DIN šinu\n-16A/30mA,  2-polna,   230V, 50Hz-komada 2; \n-25A/0,5A,    4-polna,    230V/400V, 50Hz- komada 1;\n3. Instalaciono zvono 230V, 50Hz; za ugradnju u stansku razvodnu tablu, montažu na DIN šinu-komada 1","Junction board (for flat) for wall mounting with transparent door, with space for 18 modules, DIN rail, IP40\nJunction board contains:","kom/pcs"]
[null,null,null,"Instalacioni materijal","Installation material"]
["10.5","E",5,"Instalaciona kutija\nza ugradnju u završnu obradu zida","Installation box\nfor installation in the wall","/",{"$f":"KORISNICI!G233","v":"/"},{"$f":"KORISNICI!H233","v":"/"},{"$f":"KORISNICI!I233","v":"/"}]
["10.5.1",null,"A","fi 60 mm","fi 60 mm","kom/pcs"]
["10.5.2",null,"B","fi 78 mm","fi 78 mm","kom/pcs"]
["10.5.3",null,"C","100x100mm","100x100mm","kom/pcs"]
["10.6","E",6,"Instalaciona priključnica IP20 za ugradnju u završnu obradu zida sa zaštitnim kontaktom","Installation socket IP20 for installation in the wall with a protection contact","/",{"$f":"KORISNICI!G237","v":"/"},{"$f":"KORISNICI!H237","v":"/"},{"$f":"KORISNICI!I237","v":"/"}]
["10.6.1",null,"A","16A, monofazna, 250 V","16A, single-phase, 250 V","kom/pcs"]
["10.6.2",null,"B","16A, monofazna, dupla, 250 V","16A, single-phase, double, 250 V","kom/pcs"]
["10.6.3",null,"C","16A, trofazna, 400V","16A, three-phase, 400V","kom/pcs"]
["10.7","E",7,"Instalaciona priključnica IP43 sa poklopcem za ugradnju u završnu obradu zida, sa zaštit. kontaktom, 16A, monofazna, 250 V","Installation socket IP43 with cover for use in wall with protection. contact, 16A, single-phase, 250 V","kom/pcs"]
["10.8","E",8,"Prekidači\n IP20 za ugradnju u završnu obradu zida","Switches \n IP20 for installation in wall","/",{"$f":"KORISNICI!G242","v":"/"},{"$f":"KORISNICI!H242","v":"/"},{"$f":"KORISNICI!I242","v":"/"}]
["10.8.1",null,"A","običan, 10A","regular, 10A","kom/pcs"]
["10.8.2",null,"B","serijski, 10A","serial, 10A","kom/pcs"]
["10.8.3",null,"C","za zvono ","for bell","kom/pcs"]
["10.8.4",null,"D","Instalacioni  prekidač \"KIP\" 16A","Installation switch \"KIP\" 16A","kom/pcs"]
["10.9","E",9,"Indikator za kupatilo\n sa tri sklopke 16A i signalnim sijalicama","The indicator for the bathroom \nThree switches 16A and signal lights","kom/pcs"]
[null,null,null,"Svetiljke","Lighting"]
["10.10","E",10,"Svetiljka za montažu na plafon  sa inkadescentnom sijalicom 60W, E-27, ","Luminaire to be mounted on the ceiling with a 60W incandescent bulb, E-27","/",{"$f":"KORISNICI!G249","v":"/"},{"$f":"KORISNICI!H249","v":"/"},{"$f":"KORISNICI!I249","v":"/"}]
["10.10.1",null,"A"," IP 43 za sanitarni čvor","IP 43 for toilet"]
["10.10.2",null,"B","IP 20 za unutrašnje prostorije","IP 20 for indoor rooms"]
[null,null,null,"Instalacija uzemljenja i gromobrana","Earthing and lightning protection"]
["10.11","E",11,"Pocinkovana traka","Galvanized strip",null,{"$f":"KORISNICI!G253","v":0},{"$f":"KORISNICI!H253","v":"/"},{"$f":"KORISNICI!I253","v":"/"}]
["10.11.1",null,"A","FeZn 25x4mm","FeZn 25x4mm","m"]
["10.11.2",null,"B","FeZn 20x3mm","FeZn 20x3mm","m"]
["10.12","E",12,"SIP ormarić (PS49) sa sabirnicom za izjednačenje potencijala","SIP boxes (PS 49) with bonding","kom/pcs"]
["10.13","E",13,"Provodnici za uzemljenje","Grounding conductors","/",{"$f":"KORISNICI!G257","v":"/"},{"$f":"KORISNICI!H257","v":"/"},{"$f":"KORISNICI!I257","v":"/"}]
["10.13.1",null,"A","PP00-Y  1x16mm2","PP00-Y  1x16mm2","m"]
["10.13.2",null,"B","P/F-Y      1x6mm2","P/F-Y      1x6mm2","m"]
["10.13.3",null,"C","P/F-Y      1x4mm2","P/F-Y      1x4mm2","m"]
[null,null,null,"Instalacija slabe struje","Installation of low voltage"]
["10.14","E",14,"Antenski koaksijalni kabl RG 6","Antenna Coaxial Cable RG 6","m"]
["10.15","E",15,"Telefonski kabl sa bakarnim provodnicima \nIY(St)Y 2x2x0.8mm","Telephone cable with copper conductors \nIY (St) Y 2x2x0.8mm","m"]
["10.16","E",16,"Priključnice","Connectors","/",{"$f":"KORISNICI!G264","v":"/"},{"$f":"KORISNICI!H264","v":"/"},{"$f":"KORISNICI!I264","v":"/"}]
["10.16.1",null,"A","Telefonska - RJ11 za montažu u dozni fi 60mm","Phone - RJ11 for mounting in enclosure fi 60mm","m"]
["10.16.2",null,"B","RTV priključnica za montažu u dozni fi 60mm","RTV connector for mounting in enclosure fi 60 mm","kom/pcs"]